## IVD and KITS
USAID GHSC Eligible Diagnostic Product List (Excludes HIV Rapid Diagnostic Tests) Version: 2 September 2022 UNCONTROLLED COPY Note: This list is not inclusive all products that may meet eligibility criteria. Instead it is a list of products that have been determined to meet eligibility criteria.
Products are added to this list based on US FDA approval or WHO Prequalification.
Follow this link for additional information on the WHO Prequalification of In Vitro Diagnostics Tests
Follow this link for additional information on the US FDA information for Infectious Disease Tests
Attention: IVDs that are procured for Nigeria require a variant part number that is specific for Nigeria. Whenever possible, GHSC-QA has specified this variant part number; procurment specialists are responsible for verifying that the variant product version is in compliance for export into Nigeria prior to procurement.
CLICK HERE TO REPORT CORRECTIONS OR OMISSIONS WITH THIS LIST | [15 empty] | GHSC APPROVED COUNTRY SPECIFIC SUPPLIER
Manufacturer Product Variant Code | Brand Name | Manufacturer | Manufacturing Site | Pack Size | Storage | Shelf-life | Specimen | Description | Notes for Procurement | Regulatory Basis of Approval | TE OR Regulatory Report Date | Regulatory ID Number | Application Version Date | Application Document Version | Regulatory Version | Colombia | Mozambique | Review note
06K12-24 | Abbott mSample Preparation SystemDNA | Promega Corporation (Abbott Molecular Inc is the supplier) | 2800 Woods Hollow Road, Madison, WI 53711-5399 | 4x24 prep | 15-30°C | 16 months | OROPHARYNGEAL NASOPHARYNGEAL | Each kit contains: Abbott mLysisDNA: (MD201A) (4 each, 70 mL) 100mM Tris solution containing Guanidinium thiocyanate and detergent Abbott mWash 1DNA: (MD202A) (4 each, 46 mL) 100mM Tris solution containing Guanidinium thiocyanate and detergent Abbott mWash 2DNA: (MD203A) (4 each, 25 mL) Nuclease free water Abbott mElution BufferDNA: (MD204A) (4 each, 25 mL) Nuclease free water Abbott mMicroparticlesDNA: (MD205A) (4 each, 13 mL) 8% microparticles in Guanidinium hydrochloride | To be used with the m200sp for RNA extraction. This extraction kit is listed as both required and validated for use with the Abbott RealTime SARS-CoV-2, Amplification Reagent Kit (09N77-090) with a WHO EUL (EUL-0503-027) TE 00783.00 | WHO PQ (EUL) |  | EUL-0503-027-00 | 2022-03-01 | v3.0 | CE-mark |  |  | Product codes are different then listed??? It looks like a different product???
KTAQCTM | COBAS TaqMan AmpliPrep. Non-Proprietary Consumables Bundle | Labmate (PTY) Ltd. | Unit 11, South Cape Industrial Park, Leo Road, Diep River, South Africa 7945 | NA |  |  | NA | Each Kit Contains: *50 - Biohazard Bags Autoclavable 415 x 600 mm clear with blue printing * 20 - Biohazard Bags Autoclavable 900 x 1000 mm clear with blue printing * 8 - Disposable Gowns with Elasticated wrists * 200 - Latex Examination Gloves Powder Free, Large (2 boxes of 100 pieces, carries 2 glove brands) * 200 - Latex Examination Gloves Powder Free, Medium (2 boxes of 100 pieces, carries 2 glove brands) * 1 - Marker Pen Water Resistant Super Fine Black, water proof and xylene free * 14 rasks of 96 fileter tips: Filter pipette tips racked 200 to 1000 ul sterile | (updates to ISO 13485, alternative brand of gloves) | USAID | 2020-09-01 | TE 00391.01 |  |  | USAID
KKIT-EXP20T-PCB-MOZ | Plasma Collection Kit | Lasec International (Pty) Ltd | 52 Old Mill Road, Ndabeni, Cape Town 7405, South Africa | 20 Tests | * 0 ⁰C (32F) - 40 ⁰C(104 ⁰F) *Avoid direct exposure to sun especially at high temperatures | 12-16 Months |  | Each kit contains: 1 X BUNDLE A * 20 gloves exam latex powder-free, non-sterile, med, pair *20 bandages, adhesive sterile, individually wrapped * 20 Blood collection needles 21G x 1.5 in, individually wrapped *20 Blood collection tube holders 1 X BUNDLE B * 40 alcohol swabs saturated with 70% Isopropyl alcohol, 60 x 30 mm sterile * 40 gauze pad, 5 x 5 cm, 8 ply, non-sterile 1 X BUNDLE C *20 Plasma Separation Vaccum Tubes (Plastic) PPT Type K2EDTA, Gel, 5 mL sterile. | EXP50THUM | USAID |  | TE 00571.02 |  |  | USAID SPECIFICATION
K20PCK | Plasma Collection Kit | Labmate (PTY) Ltd. | Kitting Site: 11 South Cape Industrial Park, 17-19 Leo Road, Diep River, Cape Town, RSA, 7800, South Africa | 20 Tests | Transport Dry/Ambient <35oC | 12-16 Months |  | Each kit contains: 1 X BUNDLE A * 20 Pair latex exam gloves non-powdered, non-sterile (carries 2 glove brands) * 20 multi drawing needle * 20 Blood tube holder *20 Plaster Band Aid 1 X BUNDLE B * 40 alcohol prep pad * 40 gauze pad 1 X BUNDLE C *20 Blood collection tube K2-EDTA PPT (5 mL) | (updates to ISO 13485, added alternative glove brand) | USAID |  | TE 00570.01 |  |  | USAID SPECIFICATION
08399832190 | Cervical collection brush (bulk) | Roche Diagnostics GmbH | Roche Diagnostics GmbH Sandhofer StraBe 116, D-68305, Mannheim, Germany | 500 pieces |  |  |  | 500 pieces | To be used with cobas 4800 HPV kits | UNKNOWN |  |  |  |  | CE-mark
10745138 202 | Reflotron GPT (ALT) | Roche Diagnostics GmbH | Roche Diagnostics GmbH Sandhofer StraBe 116, D-68305, Mannheim, Germany | 30 Strips | 2-30 ⁰C | 15 months | Blood, plasma | 30 test strips | To be used with Reflotron Instrument | USAID |  | TE 00768.01 |  |  | CE-mark
10745120 202 | Reflotron GOT (AST) | Roche Diagnostics GmbH | Roche Diagnostics GmbH Sandhofer StraBe 116, D-68305, Mannheim, Germany | 30 Strips | 2-30 ⁰C | 15 months | Blood, plasma | 30 test strips | To be used with Reflotron Instrument | USAID |  | TE 00767 |  |  | CE-mark
10745162 196 | Reflotron Precipath U | Roche Diagnostics GmbH | Roche Diagnostics GmbH Sandhofer StraBe 116, D-68305, Mannheim, Germany | 4 bottles | 2 - 8 ⁰C | 17 months | Blood, plasma | 4 bottles of lyophilizate for 2 mL control serum each | To be used with Reflotron Instrument | USAID |  | TE 00770.01 |  |  | CE-mark
10745154 196 | Reflotron Precinorm U | Roche Diagnostics GmbH | Roche Diagnostics GmbH Sandhofer StraBe 116, D-68305, Mannheim, Germany | 4 bottles | 2 - 8 ⁰C | 17 months | Blood, plasma | 4 bottles of lyophilizate for 2 mL control serum each | To be used with Reflotron Instrument | USAID |  | TE 00769.01 |  |  | CE-mark
02FK17 | Bioline HCV | Abbott Diagnostics Korea Inc. | Standard Diagnostics Inc., 65, Borahagal-ro, Giheung-gu, Yongin-si, Gyeonggido 17099 Republic of Korea, and 46, Hagal-ro 15 beon-gil, Giheung-gu, Yongin-si, Gyeonggi-do 17099 Republic of Korea | 25 Tests/Kit | 1-30 ⁰C | 24 Months | Serum Plasma Whole blood | Each kit contains: • 25 Test Devices with Desiccant, in individual foil pouch • 1 Assay Diluent (5 mL vial) • 25 Capillary pipette(s) (10 microliter each) * 25 Sterile Lancet(s) (Safety Lancet) * 25 Alcohol Swap(s) • 1 Instructions for use |  | WHO PQ | 2020-08-01 | PQDx 0257-012-00 | 2020-08-01 | v8.0 | ROW
02FK16 | Bioline HCV | Abbott Diagnostics Korea Inc. | Standard Diagnostics Inc., 65, Borahagal-ro, Giheung-gu, Yongin-si, Gyeonggido 17099 Republic of Korea, and 46, Hagal-ro 15 beon-gil, Giheung-gu, Yongin-si, Gyeonggi-do 17099 Republic of Korea | 25 Tests/Kit | 1-30 ⁰C | 24 Months | Serum Plasma Whole blood | Each kit contains: • 25 Test Devices with Desiccant, in individual foil pouch • 1 Assay Diluent (5 mL vial) • 25 Capillary pipette(s) (10 microliter each) * 25 Sterile Lancet(s) * 25 Alcohol Swap(s) • 1 Instructions for use |  | WHO PQ |  | PQDx 0257-012-00 | 2020-08-01 | v8.0 | ROW
02FK10 | Bioline HCV | Abbott Diagnostics Korea Inc. | Standard Diagnostics Inc., 65, Borahagal-ro, Giheung-gu, Yongin-si, Gyeonggido 17099 Republic of Korea, and 46, Hagal-ro 15 beon-gil, Giheung-gu, Yongin-si, Gyeonggi-do 17099 Republic of Korea | 30 Tests/Kit | 1-30 ⁰C | 24 Months | Serum Plasma Whole blood | Each kit contains: • 30 Test Devices with Desiccant, in individual foil pouch • 1 Assay Diluent (5 mL vial) • 1 Instructions for use |  | WHO PQ |  | PQDx 0257-012-00 | 2020-08-01 | v8.0 | ROW
04J70-24 | Abbott mSample Preparation System RNA Kit | Abbott Molecular Inc. | Des Plaines, IL 60018 USA | 4 x 24 Preps | 15 - 30 ⁰C | 18 Months |  | Each kit contains: *Abbott mMicroparticles * Abbott mWash 1 * Abbott mWash 2 *Abbott mElution Buffer * Abbott mLysis | Required: Abbott m24sp Instrument 3N06-01 Abbott m2000rt Instrument 9K15-01 Abbott m2000sp Instrument 9K14-02 | WHO PQ |  | PQDx 0146-027-00 December 2019, version 4.0 PQDx 0145-027-00 December 2019, version 9.0 | 2021-10-01 | v5.0 | CE-mark
6K12-24 | Abbott mSample Preparation SystemDNA | Abbott Molecular Inc. | Des Plaines, IL 60018 USA |  | 15 - 30 ⁰C | 18 months | Plasma DBS |  |  | WHO PQ |  | PQDx 0084-027-00 | 2021-11-01 | v4.0 | CE-mark
03587797190 | COBAS AmpliPrep/COBAS TaqMan Wash Reagent | Roche Diagnostics GmbH | Manheim Germany | 5.1 L | 2 - 30 oC | 24 Months |  |  | COBAS® TaqMan® Analyzer 03121453001 COBAS® Ampliprep Instrument 03051315001 | WHO PQ |  | PQDx 0200-046-00 January 2016, v2.0 PQDx 0126-046-00 November 2019, v3.0 |  |  | CE-mark
05235839190 | cobas® 4800 System Liquid Cytology Preparation Kit | Roche Molecular Systems, Inc. | Roche Molecular Systems, Inc. 1080 US Highway 202 South Branchburg, NJ 08876 USA | 960 tests | 2 - 8 ⁰C |  | cervical cells | Each kit contains: 20 x 1.2 mL PK (cobas®4800 Proteinase K) 10 x 9 mL SDS (cobas®4800 System SDS Reagent) 10 x 36 mL LYS (cobas®4800 System Lysis Buffer) | To be used with cobas 4800 systems | US FDA |  |  |  |  | US FDA PMA
05235812190 | cobas® 4800 System Liquid Cytology Preparation Kit | Roche Molecular Systems, Inc. | Roche Molecular Systems, Inc. 1080 US Highway 202 South Branchburg, NJ 08876 USA | 240 tests | 2 - 8 ⁰C |  | cervical cells | Each kit contains: 10 x 0.9 mL PK (cobas®4800 Proteinase K) 10 x 3 mL SDS (cobas®4800 System SDS Reagent) 10 x 10 mL LYS (cobas®4800 System Lysis Buffer) | To be used with cobas 4800 systems | US FDA |  |  |  |  | US FDA PMA
05235804190 | cobas® 4800 System Sample Preparation Kit (c4800 SMPL PREP) | Roche Molecular Systems, Inc. | Roche Molecular Systems, Inc. 1080 US Highway 202 South Branchburg, NJ 08876 USA | 960 tests | 2 - 8 ⁰C |  | cervical cells | Each kit contains: 10 x 13.5 mL MGP (cobas® 4800 system magnetic glass particles) 10 x 18 mL EB (cobas® 4800 system elution buffer) | To be used with cobas 4800 systems | US FDA |  |  |  |  | US FDA PMA
05235782190 | cobas® 4800 System Sample Preparation Kit (c4800 SMPL PREP) | Roche Molecular Systems, Inc. | Roche Molecular Systems, Inc. 1080 US Highway 202 South Branchburg, NJ 08876 USA | 240 tests | 2 - 8 ⁰C |  | cervical cells | Each kit contains: 10 x 4.5 mL MGP (cobas® 4800 system magnetic glass particles) 10 x 18 mL EB (cobas® 4800 system elution buffer) | To be used with cobas 4800 systems | US FDA |  |  |  |  | US FDA PMA
05235863190 | cobas® 4800 System Wash Buffer Kit | Roche Molecular Systems, Inc. | Roche Molecular Systems, Inc. 1080 US Highway 202 South Branchburg, NJ 08876 USA | 240 tests | 15-25°C |  | cervical cells | 10 x 55 mL WB (cobas®4800 System WashBuffer) | To be used with cobas 4800 systems | US FDA |  |  |  |  | US FDA PMA
05235871190 | cobas® 4800 System Wash Buffer Kit | Roche Molecular Systems, Inc. | Roche Molecular Systems, Inc. 1080 US Highway 202 South Branchburg, NJ 08876 USA | 960 tests | 15-25°C |  | cervical cells | 10 x 200 mL WB (cobas®4800 System WashBuffer) | To be used with cobas 4800 systems | US FDA |  |  |  |  | US FDA PMA
06989861190 | COBAS® AmpliPrep/COBAS® TaqMan® Specimen Pre-Extraction Reagent | Roche Diagnostics GmbH | Manheim Germany |  | 2 - 8 ⁰C | 12 Months |  |  |  | WHO PQ |  | PQDx 0200-046-00 January 2016, v2.0 |  |  | CE-mark
K-4614 (See restrictions) | ExiPrep™ 96 Viral DNA/RNA Kit | Bioneer Inc. | 8-11, Munpyeongseo-ro, Daedeok-gu, Daejeon 34302, Republic of Korea | 384 tests | Room temperature | 24 Months | OROPHARYNGEAL NASOPHARYNGEAL SPUTUM | Each kit contains: 4x buffer cartridge 1 4x buffer cartridge 2 4x buffer cartridge 3 4x buffer cartridge 4 4x buffer cartridge 5 4x buffer cartridge 6 4x buffer cartridge 7 12 magnetic rod covers 8 sealing films 8 proteinase K 1 user's guide | Since the manufacturer provided evidence for validation of this product with ThermoFisher ABI 7500, USAID approved the purchase of this product for use in Honduras COVID19 response. Future procurements of this product requires confirmation of compatibility with platforms prior to use. | USAID |  |  |  |  | CE-mark
280130 | NucliSENS easyMAG extraction Buffer 1 | bioMérieux SA | Marcy L'Etoile, France |  | 2 - 30 oC | 24 Months |  |  | NucliSENS easyMAG configuration 4700014 NucliSENS Easy Q configuration 4700016 | WHO PQ |  | PQDx 0127-016-00 January 2017, version 3.0 |  |  | CE-mark
280131 | NucliSENS easyMAG extraction Buffer 2 | bioMérieux SA | Marcy L'Etoile, France |  | 2 - 30 oC | 18 Months |  |  | NucliSENS easyMAG configuration 4700014 NucliSENS Easy Q configuration 4700016 | WHO PQ |  | PQDx 0127-016-00 January 2017, version 3.0 |  |  | CE-mark
280132 | NucliSENS easyMAG extraction Buffer 3 | bioMérieux SA | Marcy L'Etoile, France |  | 2 - 8 ⁰C | 15 Months |  |  | NucliSENS easyMAG configuration 4700014 NucliSENS Easy Q configuration 4700016 | WHO PQ |  | PQDx 0127-016-00 January 2017, version 3.0 |  |  | CE-mark
280134 | NucliSENS easyMAG extraction Lysis Buffer | bioMérieux SA | Marcy L'Etoile, France |  | 2 - 30 oC | 24 Months |  |  | NucliSENS easyMAG configuration 4700014 NucliSENS Easy Q configuration 4700016 | WHO PQ |  | PQDx 0127-016-00 January 2017, version 3.0 |  |  | CE-mark
280133 | NucliSENS easyMAG magnetic silica | bioMérieux SA | Marcy L'Etoile, France |  | 2 - 8 ⁰C | 18 Months |  |  | NucliSENS easyMAG configuration 4700014 NucliSENS Easy Q configuration 4700016 | WHO PQ |  | PQDx 0127-016-00 January 2017, version 3.0 |  |  | CE-mark
200292 | NucliSENS Lysis Buffer | bioMérieux SA | Marcy L'Etoile, France |  | 2 - 30 oC | 24 Months |  |  | NucliSENS miniMAG configuration 200305 NucliSENS Easy Q configuration 200309 Mini Strip Centrifuge 285056 | WHO PQ |  | PQDx 0148-016-00 January 2017, version 2.0 |  |  | CE-mark
200293 | NucliSENS Magnetic Extraction Reagent | bioMérieux SA | Marcy L'Etoile, France |  | 2 - 8 ⁰C | 18 Months |  |  | NucliSENS miniMAG configuration 200305 NucliSENS Easy Q configuration 200309 Mini Strip Centrifuge 285056 | WHO PQ |  | PQDx 0148-016-00 January 2017, version 2.0 |  |  | CE-mark
A48067 | TaqPath COVID-19 CE-IVD RT-PCR Kit | ThermoFisher Scientific | Life Technologies Corporation, 6055 Sunol Blvd., Pleasanton, CA 94566 | 1000 | Various, generally -30 to -10°C | 12 months | OROPHARYNGEAL NASOPHARYNGEAL mid-turbinate swab, NASOPHARYNGEAL aspirate, BAL, | Each kit contains: TaqPath Covid19 RT PCR kit 1 tube of TaqPath COVID-19 assay multiplex 10 tubes of MS2 phage control 10 tubes TaqPath COVID19 control 10 tubes TaqPath COVID19 dilution buffer 1 bottle TaqPath 1-step multiplex master mix (No Rox) | Required but not provided reagents/items listed in WHO EUL: • MagMAX Viral/Pathogen Nucleic Acid Isolation Kit (PN: A42352) • MagMAX Viral/Pathogen II Nucleic Acid Isolation Kit (PN: A48383 or equivalent bulk reagents) • KingFisher Flex Magnetic Particle Processor with 96 Deep-Well Head (PN: 5400630; KingFisher Flex) Validated instruments and software listed in WHO EUL: Applied Biosystems 7500 Fast Dx Real‑Time PCR Instrument (SDS Software v1.4.1) Applied Biosystems 7500 Fast Real‑Time PCR Instrument ( SDS Software v1.5.1 or 7500 Software v2.3) Applied Biosystems 7500 Real‑Time PCR Instrument (7500 Software v2.3) Applied Biosystems QuantStudio 5 Real‑TimePCR Instrument, 0.2-mL block (QuantStudio Design and Analysis Desktop Software v1.5.1) Applied Biosystems QuantStudio 5 Real‑TimePCR Instrument, 0.1-mL block ( QuantStudio Design and Analysis Desktop Software v1.5.1) Applied Biosystems QuantStudio 5 Real‑TimePCR Instrument, 384-well block (QuantStudio Design and Analysis Desktop Software v1.5.1) Applied Biosystems QuantStudio 5 Dx Real‑TimePCR Instrument (QuantStudio 5 Dx TD Software v1.0.2 or QuantStudio 5 Dx IVD Software v1.0.2) Applied Biosystems QuantStudio 7 Flex Real-Time PCR Instrument, 384–well block (QuantStudio Real‑Time PCR Software v1.3) | WHO PQ (EUL) |  | EUL-0525-156-00 | 2020-11-01 | v2.0 | CE-mark
B-231/1.2 | DS‐EIA‐HBsAg‐0,01 | RPC Diagnostics Systems | Nizhniy Novgorod, Russia | 200 Test/kit | 2 - 8 ⁰C | 24 Months | Serum Plasma | Each kit contains: Anti-HBsAg Coated Strips: 200 Tests 1 Vial (5 mL) HBsAG Confirmatory reagent, inactivated 1 Vial (5.0 mL) Control reagent, inactivated 1 Instructions for use |  | WHO PQ |  | PQDx 0120-038-00 March 2019; version 3.
B-1256/1.2 | DS‐EIA‐HBsAg‐0,01 | RPC Diagnostics Systems | Nizhniy Novgorod, Russia | 96 Test or 48 (if confirmation)/kit | 2 - 8 ⁰C | 24 Months | Serum Plasma | Each kit contains: • 1 x 96 well plate (for detection ) or 48 (Confirmation) • 1 Conjugate-1 (1.4 mL) • 1 Conjugate-2 (1.4 mL) • 1 Conjugate-1 diluent (14 mL) • 1 Conjugate-2 diluent (14 mL) • 1 Positive Control, Inactivated (2.5 mL) • 1 Low Positive Control, Inactivated (2.5 mL) • 1 Negative Control, Inactivated (2.5 mL) • 1 Washing Solution Concentrate (50 mL) • 1 Substrate Buffer (25 mL) • 1 TMB concentrate (2.5 mL) • 1 Stopping Reagent (25 mL) • 1 HBsAg Confirmatory Reagent, inactivated (2.0 mL) • 1 Control Reagent, inactivated (2.0 mL) • 1 Plate lid or 3 protective film • 1 Plastic clip or PE bag • 2 Plastic dish • 16 Disposable tips • 1 Instructions for Use |  | WHO PQ |  | PQDx 0120-038-00 March 2019; version 3.
В‐1252/1.2 | DS‐EIA‐HBsAg‐0,01 | RPC Diagnostics Systems | Nizhniy Novgorod, Russia | 192 Tests/Kit | 2 - 8 ⁰C | 24 Months | Serum Plasma | Each kit contains: • 2 x 96 well place • 1 Conjugate-1 (1.4 mL) • 1 Conjugate-2 (1.4 mL) • 1 Conjugate-1 diluent (14 mL) • 1 Conjugate-2 diluent (14 mL) • 1 Positive Control, Inactivated (2.5 mL) • 1 Low Positive Control, Inactivated (2.5 mL) • 1 Negative Control, Inactivated (2.5 mL) • 1 Washing Solution Concentrate (120 mL) • 1 Substrate Buffer (25 mL) • 1 TMB concentrate (2.5 mL) • 1 Stopping Reagent (50 mL) • 2 Plate lid or 6 protective film • 2 Plastic clip or PE bag • 4 Plastic dish • 32 Disposable tips • 1 Instructions for Use |  | WHO PQ |  | PQDx 0120-038-00 March 2019; version 3.
В‐1254/1.2 | DS‐EIA‐HBsAg‐0,01 | RPC Diagnostics Systems | Nizhniy Novgorod, Russia | 96 Tests/Kit | 2 - 8 ⁰C | 24 Months | Serum Plasma | Each kit contains: • 1 x 96 well place • 1 Conjugate-1 (1.4 mL) • 1 Conjugate-2 (1.4 mL) • 1 Conjugate-1 diluent (14 mL) • 1 Conjugate-2 diluent (14 mL) • 1 Positive Control, Inactivated (2.5 mL) • 1 Low Positive Control, Inactivated (2.5 mL) • 1 Negative Control, Inactivated (2.5 mL) • 1 Washing Solution Concentrate (50 mL) • 1 Substrate Buffer (25 mL) • 1 TMB concentrate (2.5 mL) • 1 Stopping Reagent (25 mL) • 1 Plate lid or 3 protective film • 1 Plastic clip or PE bag • 2 Plastic dish • 16 Disposable tips • 1 Instructions for Use |  | WHO PQ |  | PQDx 0120-038-00 March 2019; version 3.
В‐1255/1.2 | DS‐EIA‐HBsAg‐0,01 | RPC Diagnostics Systems | Nizhniy Novgorod, Russia | 480 Tests/Kit | 2 - 8 ⁰C | 24 Months | Serum Plasma | Each kit contains: • 5 x 96 well plate • 1 Conjugate-1 (3.5 mL) • 1 Conjugate-2 (3.5 mL) • 2 Conjugate-1 diluent (18 mL) • 2 Conjugate-2 diluent (18 mL) • 1 Positive Control, Inactivated (2.5 mL) • 1 Low Positive Control, Inactivated (2.5 mL) • 1 Negative Control, Inactivated (4.5 mL) • 2 Washing Solution Concentrate (120 mL) • 2 Substrate Buffer (50 mL) • 2 TMB concentrate (3.5 mL) • 2 Stopping Reagent (50 mL) • 3 Plate lid or 15 protective film • 3 Plastic clip or PE bag • 10 Plastic dish • 80 Disposable tips • 1 Instructions for Use |  | WHO PQ |  | PQDx 0120-038-00 March 2019; version 3.
2G27‐01 | Murex HBsAg Confirmatory Version 3 | DiaSorin S.p.A. UK Branch | Dartford, UK | 50 Tests | 2 - 8 ⁰C | 17 Months | Serum Plasma | Each kit contains: • 1 Control Reagent (1.25 mL) • 1 Specific Reagent (Ab HBsAg) (1.25 mL) |  | WHO PQ |  | PQDx 0121-043-00 November/2016, version 4.0 |  |  | CE-mark
9F80‐01 | Murex HBsAg Version 3 | DiaSorin S.p.A. UK Branch | Dartford, UK | 96 Tests/Kit | 2 - 8 ⁰C | 12 Months |  | Each test kit contains: • 1 plate of 96 coated wells • 1 Sample diluent (16 mL) • 1 Negative control (2.5 mL) • 1 Positive control (2 mL) • 1 Conjugate containing HRP labelled goat antibody to HBsAg (6 mL) • 1 Substrate diluent containing tri-sodium citrate and hydrogen peroxide (35 mL) • 1 Substrate concentrate containing TMB (35 mL) • 1 Wash fluid (125 mL) Note: 2M sulphuric acid required as stop solution not included in this test kit configuration, although it can be provided as either code N0164 for the 15 vial pack or code N0165 for the 1 vial pack. |  | WHO PQ |  | PQDx 0121-043-00 November/2016, version 4.0 |  |  | CE-mark
9F80‐05 | Murex HBsAg Version 3 | DiaSorin S.p.A. UK Branch | Dartford, UK | 480 Tests/Kit | 2 - 8 ⁰C | 12 Months | Serum Plasma | Each test kit contains: • 5 plate of 96 coated wells • 1 Sample diluent (16 mL) • 1 Negative control (2.5 mL) • 1 Positive control (2 mL) • 2 Conjugate containing HRP labelled goat antibody to HBsAg (6 mL) • 1 Substrate diluent containing tri-sodium citrate and hydrogen peroxide (35 mL) • 1 Substrate concentrate containing TMB (35 mL) • 1 Wash fluid (125 mL) Note: 2M sulphuric acid required as stop solution not included in this test kit configuration, although it can be provided as either code N0164 for the 15 vial pack or code N0165 for the 1 vial pack. |  | WHO PQ |  | PQDx 0121-043-00 November/2016, version 4.0 |  |  | CE-mark
7D2942 | Determine HBsAg 2 | Abbott Diagnostics Medical Co.Ltd | 357 Matsuhidai, Matsudo-shi, 270-2214, Chiba-ken Japan | 20 Tests | 2-30oC | 18 Months | whole blood, plasma serum | Each kit contains: *2 cards of 10 tests/card |  | WHO PQ |  | PQDx 0451-013-00 January 2020, version 2.0 |  |  | ROW
7D2943 | Determine HBsAg 2 | Abbott Diagnostics Medical Co.Ltd | 357 Matsuhidai, Matsudo-shi, 270-2214, Chiba-ken Japan | 100 Tests | 2-30oC | 18 Months | whole blood, plasma serum | Each kit contains: *10 cards of 10 tests/card |  | WHO PQ |  | PQDx 0451-013-00 January 2020, version 2.0 |  |  | ROW
7D2943 SET | Determine HBsAg 2 | Abbott Diagnostics Medical Co.Ltd | 357 Matsuhidai, Matsudo-shi, 270-2214, Chiba-ken Japan | 100 Tests | 2-30oC | 18 Months | whole blood, plasma serum | Each kit contains: *10 cards of 10 tests/card * 1 bottle x 2.5 mL Chase Buffer (7D2243) * 1 pack of EDTA Capillary Tube (7D2222) for 100 tests * 1 box Sterile Lancets |  | WHO PQ |  | PQDx 0451-013-00 January 2020, version 2.0 |  |  | ROW
01FK10W | Bioline HBsAg WB | Abbott Diagnostics Korea Inc. | Giheung-gu, Republic of Korea | 30 Tests/Kit | 1 - 40 ⁰C | 24 Months | Serum Plasma Whole Blood | Each kit contains: • 30 tests with dessicant in an individual foil pouch • Instructions for use |  | WHO PQ |  | PQDx 0219-012-00 August 2020, version 4.0 |  |  | ROW
72561 | Monolisa HCV Ag-Ab ULTRA V2 | Bio-Rad | 3, bd Raymond Poincaré, 92430, Marne La Coquette, France and Route de Cassel, 59114, Steenvoorde, France | 96 kits | 2-8 ⁰C | 1 year | plasma and serum | Each kit contains: * R5a positive control 1 x 1 mL * R5b antigen diluent 1 x 1 mL * R6 conjugate 1 1 x 15 mL * R7 conjugate 2 1 x 15 mL * R8 substrate buffer 1 x 60 mL * R9 chromogen-TMB solution (11x) 1 x 5 mL * R10 stopping solution 1 x 28 mL * IFU | Requires a microplate reader | WHO PQ |  | PQDx 0229-031-00 | 2020-01-01 | v1.0 | CE-mark
72562 | Monolisa HCV Ag-Ab ULTRA V2 | Bio-Rad | 3, bd Raymond Poincaré, 92430, Marne La Coquette, France and Route de Cassel, 59114, Steenvoorde, France | 480 kits | 2-8 ⁰C | 1 year | plasma and serum | Each kit contains: * R5a positive control 1 x 1 mL * R5b antigen diluent 1 x 1 mL * R6 conjugate 1 2 x 30 mL * R7 conjugate 2 2 x 30 mL * R8 substrate buffer 2 x 60 mL * R9 chromogen-TMB solution (11x) 2 x 5 mL * R10 stopping solution 3 x 28 mL * IFU | Requires a microplate reader | WHO PQ |  | PQDx 0229-031-00 | 2020-01-01 | v1.0 | CE-mark
7F51-01 | Murex anti‐HCV (version 4.0) | DiaSorin South Africa (Pty) Ltd. | Kyalami, South Africa | 96 Tests/Kit | 2 - 8 ⁰C | 12 Months | Serum Plasma | Each Test Kit contains: * 1 (96 well) test * 1 (20 mL) bottle Sample Diluent * 1 (0.8 mL) bottle Negative Control * 1 (0.6 mL) bottle Positive Control *1 (20 mL) bottle conjugate diluent * 1 bottle conjugate * 1 (35 mL) bottle substrate diluent * 1 (35 mL) bottle substrate concentrate * 1 (125 mL) bottle Wash Fluid |  | WHO PQ |  | PQDx 0164-059-00 | 2018-05-01 | v7.0 | ROW
7F51-02 | Murex anti‐HCV (version 4.0) | DiaSorin South Africa (Pty) Ltd. | Kyalami, South Africa | 480 Tests/Kit | 2 - 8 ⁰C | 12 Months | Serum Plasma | Each Test Kit contains: * 5 (96 well) test * 1 (100 mL) bottle Sample Diluent * 1 (0.8 mL) bottle Negative Control * 1 (0.6 mL) bottle Positive Control * 3 (20 mL) bottle conjugate diluent * 3 bottle conjugate * 1 (35 mL) bottle substrate diluent * 1 (35 mL) bottle substrate concentrate * 2 (125 mL) bottle Wash Fluid |  | WHO PQ |  | PQDx 0164-059-00 | 2018-05-01 | v7.0 | ROW
80538 | INNO-LIA HCV Score | Fujirebio Europe NV | Technologiepark 6, Zwijnaarde, 9052 Belgium | 20 Tests/Kit | 2 - 8 °C | 15 Months | Serum Plasma | Each kit contains: • 20 Test Strips • 1 Sample Diluent (30 mL) • 1 Ready to use Conjugate (45 mL) • 1 Negative Control (0.12 mL) • 1 Positive Control (0.12 mL) • 1 Ready to use BCIP/NBT Substrate (45 mL) • 1 Stop Solution (45 mL) • 1 Wash Solution (45 mL) • 2 Incubation Tray • 5 Adhesive Sealers • 1 Data Reporting Sheet • 1 Reading card • 1 Instructions for use |  | WHO PQ |  | PQDx 0202-073-00 | 2015-07-01 | v2.0 | CE-mark
80068 | INNOTEST HCV Ab IV | Fujirebio Europe NV | Ghent, Belgium | 192 Tests/Kit | 2 - 8 ⁰C | 16 Months | Serum Plasma | Each kit contains: •1 vial (1.5 mL) Negative control • 1 vial (1.5 mL) Positive control • 2 sachets of antgien coated test wells •1 vial (60 mL) sample diluent •1 vial (150 mL) concentrated wash solution •1 vial (60 mL) conjugate diluent •1 vial (0.60 mL) concentrated conjugate 100X •1 vial (60 mL) substrate buffer •1 vial (1 mL) conentrated substrate •1 vial (30 mL) stop solution • 8 Adhesive plate sealers • 1 plastic minigrip bag(s) |  | WHO PQ |  | PQDx 0201-073-00 | 2018-02-01 | v2.0 | CE-mark
800330 | INNOTEST HCV Ab IV | Fujirebio Europe NV | Ghent, Belgium | 480 Tests/Kit | 2 - 8 ⁰C | 16 Months | Serum Plasma | Each kit contains: •1 vial (3.0 mL) Negative control • 1 vial (3.0 mL) Positive control • 5 sachets of antgien coated test wells (8 plates total) •1 vial (150 mL) sample diluent •1 vial (200 mL) concentrated wash solution •1 vial (150 mL) conjugate diluent •1 vial (1.5 mL) concentrated conjugate 100X •1 vial (150 mL) substrate buffer •1 vial (1.5 mL) conentrated substrate •1 vial (45 mL) stop solution • 15 Adhesive plate sealers • 2 plastic minigrip bag(s) |  | WHO PQ |  | PQDx 0201-073-00 | 2018-02-01 | v2.0 | CE-mark
6L47-29 | Architect HCV Ag Assay | Denka Seiken Co., LTD, Kagamida Factory (Produced for Abbott GmbH & Co. KG, Germany) | Street 1359-1, Kagamida, Kigoshi, Gosen-shi, Niigata, Japan | 100 Tests | 2 - 8 ⁰C | 12 Months | Plasma Serum | Each kit contains: *1 x 6.7 mL microparticles *1 x 6.2 mL conjugate *1 x 30.0 mL assay specific diluent *1 x 14.5 mL Pre-treatment reagent 1 *1 x 11.0 mL Pre-treatment reagent 2 *1 x 5.9 mL specimen diluent | Other available materials include: 6L47-11: Controls 6L47-02: Calibrators To be used with Architect i2000 (8C89-01) or Architect i2000SR (03M74-02) | WHO PQ |  | PQDx 0374-130-00 | 2019-07-01 | v1.0 | CE-mark
6L47-11 | ARCHITECT HCV Ag Controls | Denka Seiken Co., LTD, Kagamida Factory (Produced for Abbott GmbH & Co. KG, Germany) | Street 1359-1, Kagamida, Kigoshi, Gosen-shi, Niigata, Japan | 3 bottles | 2 - 8 ⁰C | 12 Months |  | Each kit contains: * 1 x 8 mL negative control * 1 x 8 mL positive control 1 * 1 x 8 mL positive control 2 | To be used with Architect i2000 (8C89-01) or Architect i2000SR (03M74-02) | WHO PQ |  | PQDx 0374-130-00 | 2019-07-01 | v1.0 | CE-mark
6L47-02 | ARCHITECT HCV Ag Calibrators | Denka Seiken Co., LTD, Kagamida Factory (Produced for Abbott GmbH & Co. KG, Germany) | Street 1359-1, Kagamida, Kigoshi, Gosen-shi, Niigata, Japan | 6 bottles | 2 - 8 ⁰C | 12 Months |  | Each kit contains: * 1 x 4 mL Calibrator A * 1 x 4 mL Calibrator B * 1 x 4 mL Calibrator C * 1 x 4 mL Calibrator D * 1 x 4 mL Calibrator E * 1 x 4 mL Calibrator F | To be used with Architect i2000 (8C89-01) or Architect i2000SR (03M74-02) | WHO PQ |  | PQDx 0374-130-00 | 2019-07-01 | v1.0 | CE-mark
ID-HCV-03 | Genedrive HCV ID Kit | Genedrive Diagnostics Ltd | 48 Grafton Street, Manchester, UK | 10 tests/kit | 2-30 ⁰C | 1 year | plasma | In each box of 10 kits: * 1 per kit plasma preparation cartridge * 1 per kit HCV ID assay tube * 2 per kit Genedrive assay cartridge lid * 1 per kit nuclease free water * 1 per kit empty tube |  | WHO PQ |  | PQDx 0380-133-00 May 2020, version 1.0 |  |  | CE-mark
4J86-70 | Abbott RealTime HCV Calibrator Kit | Abbott Molecular Inc. | 1300 East Touhy Avenue, Des Plaines, IL 60018, USA | 12 tubes of each calibrator | at or below -10 ⁰C | 18 months |  | Each kit contains: * Abbott RealTime HCV Calibrator A 12 x 1.3 mL * Abbott RealTime HCV Calibrator B 12 x 1.3 mL |  | WHO PQ |  | PQDx 0450-027-00 | 2021-11-01 | v3.0 | CE-mark
08N50-070 | Alinity m HCV CAL Kit | Abbott Molecular Inc. | 1300 East Touhy Avenue, Des Plaines, IL 60018, USA | 4 tubes | – 20 ± 5°C | 1 year |  | Each kit contains: * Cal A 4 x 1.95 mL * Cal B 4 x 1.95 mL |  | WHO PQ |  | PQDx 0461-027-00 | 2020-03-01 | v1.0 | CE-mark
4J86-80 | Abbott RealTime HCV Control Kit | Abbott Molecular Inc. | 1300 East Touhy Avenue, Des Plaines, IL 60018, USA | 8 tubes of each control | at or below -10 ⁰C | 18 months |  | Each kit contains: * Abbott RealTime HCV Negative Control 8 x 1.8 mL * Abbott RealTime HCV Low Positive Control 8 x 1.3 mL * Abbott RealTime HCV High Positive Contro 8 x 1.3 mL |  | WHO PQ |  | PQDx 0450-027-00 | 2021-11-01 | v3.0 | CE-mark
08N50-080 | Alinity m HCV CTRL Kit | Abbott Molecular Inc. | 1300 East Touhy Avenue, Des Plaines, IL 60018, USA | 12 tubes of each control | – 20 ± 5°C | 1 year |  | Each kit contains: * negative control 12 x 1.15 mL * positive control 12 x 0.75 mL * positive positive control 12 x 0.75 mL |  | WHO PQ |  | PQDx 0461-027-00 | 2020-03-01 | v1.0 | CE-mark
4J86-90 | Abbott RealTime HCV Amplification Reagent Kit | Abbott Molecular Inc. | 1300 East Touhy Avenue, Des Plaines, IL 60018, USA | 96 tests | at or below -10 ⁰C | 18 months | serum or plasma | Each kit contains: * Abbott RealTime HCV Internal Control 4 x 1.2 mL * Abbott RealTime HCV Amplification Reagent Pack 4 x 24 tests/pack | Listed for use with: Sample preparation with m2000sp, m1000sp or m24sp Amplification with m2000rt | WHO PQ |  | PQDx 0450-027-00 | 2021-11-01 | v3.0 | CE-mark
08N50-090 | Alinity m HCV AMP kit | Abbott Molecular Inc. | 1300 East Touhy Avenue, Des Plaines, IL 60018, USA | 4 trays of 48 kits | 2-8 ⁰C | 1 year | serum or plasma | Each kit contains: * Alinity m HCV AMP TRAY 1, 4 trays/48 tests each * Alinity m HCV AMP TRAY 2, 4 trays/48 tests each | Requires: Alinity m System (List No. 08N53-002) | WHO PQ |  | PQDx 0461-027-00 | 2020-03-01 | v1.0 | CE-mark
GXHCV‐VL‐CE‐10 | Xpert® HCV Viral Load | Cepheid AB | Röntgenvägen 5, SE-171 54 Solna, Sweden | 10 Tests | 2-28 oC | 12 Months | Serum Plasma | Each kit contains: •10 Xpert® HCV Viral Load cartridges with integrated reaction tubes • 1 bag of 10 disposalbe 1mL transfer pipettes • 1 CD (Instructions for use) |  | WHO PQ |  | PQDx 0260-070-00 | 2020-12-01 | v4.0 | CE-mark
ITPW01153-TC40 | Rapid Anti-HCV Test | InTec PRODUCTS, INC | 308, Wengjiao Rd, Xinyang IND.AREA, Haicang, Xiamen, 361022, China | 40 Tests | The test kit should be stored at 2-30°C. | 24 Months | Serum Plasma Whole Blood | Each kit contains: • 40 Test Cassette • 40 Dropper • 2mL x 4 bottles sample diluent • 40 Alcohol Swabs • 40 Sterile Safety Lancet • 1 Package Insert |  | WHO PQ |  | PQDx 0371-017-00 | 2019-05-01 | v1.0 | ROW
ITPW01152-TC25 | Rapid Anti-HCV Test | InTec PRODUCTS, INC | 308, Wengjiao Rd, Xinyang IND.AREA, Haicang, Xiamen, 361022, China | 25 Tests | The test kit should be stored at 2-30°C. | 24 Months | Serum Plasma Whole Blood | Each kit contains: • 25 Test Cassette • 25 Dropper • 2mL x 3 bottles sample diluent • 1 Package Insert |  | WHO PQ |  | PQDx 0371-017-00 | 2019-05-01 | v1.0 | ROW
1001-0181 | OraQuick HCV Rapid Antibody Test Kit | OraSure Technologies, Inc. | 220 East First Street, Bethlehem, PA, 18015-1360, USA | 25 Tests | 2-30 oC | 18 Months OraQuick HCV Kit Controls have a shelf life of 12 months. | Oral Fluid Serum Plasma Whole blood | Each kit contains: •25 Pouches containing: OraQuick® HCV Rapid Antibody Test plus Absorbent Packet and OraQuick® HCV Developer Solution • 5 Reusable test stand (plastic) • 25 Collection loops, plastic • 1 Instructions for use |  | US FDA |  | P080027 |  |  | US FDA
1001-0180 | OraQuick HCV Rapid Antibody Test Kit | OraSure Technologies, Inc. | 220 East First Street, Bethlehem, PA, 18015-1360, USA | 100 Tests | 2-30 oC | 18 Months OraQuick HCV Kit Controls have a shelf life of 12 months. | Oral Fluid Serum Plasma Whole blood | Each kit contains: •100 Pouches containing: OraQuick® HCV Rapid Antibody Test plus Absorbent Packet and OraQuick® HCV Developer Solution • 10 Reusable test stand (plastic) • 100 Collection loops, plastic • 1 Instructions for use |  | US FDA |  | P080027 |  |  | US FDA
1001‐0274 | OraQuick HCV Rapid Antibody Test Kit | OraSure Technologies, Inc. | 220 East First Street, Bethlehem, PA, 18015-1360, USA | 100 Tests | 2-30 oC OraQuick HCV Kit Controls should be stored at 2 to 8 °C | 18 Months OraQuick HCV Kit Controls have a shelf life of 12 months. | Oral Fluid Serum Plasma Whole blood | Each kit contains: •100 Pouches containing: OraQuick® HCV Rapid Antibody Test plus Absorbent Packet and OraQuick® HCV Developer Solution • 10 Reusable test stand (plastic) • 100 Collection loops, plastic • 1 Instructions for use |  | WHO PQ |  | PQDx 0244-055-00 | 2017-03-01 | v2.0 | CE-mark
1001‐0270 | OraQuick HCV Rapid Antibody Test Kit | OraSure Technologies, Inc. | 220 East First Street, Bethlehem, PA, 18015-1360, USA | 25 Tests | 2-30 oC OraQuick HCV Kit Controls should be stored at 2 to 8 °C | 18 Months OraQuick HCV Kit Controls have a shelf life of 12 months. | Oral Fluid Serum Plasma Whole blood | Each kit contains: •25 Pouches containing: OraQuick® HCV Rapid Antibody Test plus Absorbent Packet and OraQuick® HCV Developer Solution • 5 Reusable test stand (plastic) • 25 Collection loops, plastic • 1 Instructions for use |  | WHO PQ |  | PQDx 0244-055-00 | 2017-03-01 | v2.0 | CE-mark
ITPW01152-TC40 | Rapid Anti-HCV Test | InTec PRODUCTS, INC | 308, Wengjiao Rd, Xinyang IND.AREA, Haicang, Xiamen, 361022, China | 40 Tests | The test kit should be stored at 2-30°C. | 24 Months | Serum Plasma Whole Blood | Each kit contains: • 40 Test Cassette • 40 Dropper • 2mL x 4 bottles sample diluent • 1 Package Insert |  | WHO PQ |  | PQDx 0371-017-00 | 2019-05-01 | v1.0 | ROW
09HCV10D | STANDARD Q HCV Ab Test | SD Biosensor, Inc | 74, Osongsaengmyeong 4-ro, Osong-eup, Heungdeok-gu, Cheongju-si, Chungcheongbuk-do, 28161, Republic of Korea | 25 tests/kit | 2-40 ⁰C | 24 Months | serum, plasma or WB | Each kit contains: * 25 test devices * 1 x 4 mL Buffer Bottle * 25 capillary tubes (20 uL) * IFU |  | WHO PQ |  | PQDx 0360-117-00 | 2020-03-01 | v1.0 | ROW
65-9525-0 | DPP® HIV-Syphilis Assay | Chembio Diagnostic Systems, Inc. | 3661 Horseblock Road, Medford, NY 11763 | 20 Tests | 2-30 oC |  | Serum Plasma Whole blood | Each kit contains: • 20 DPP®SampleTainer® Sample Collection bottles (1mL) • 20 Blood collection loops • 1 DPP® Running Buffer Bottle (6mL) • 1 Product Insert |  | USAID |  | TE 00010.01 |  |  | ROW
06FK35 | Bioline HIV/Syphilis Duo | Abbott Diagnostics Korea Inc. | Production: 65, Borahagal-ro, Giheung-gu, Yongin-si, Gyeonggi-do, Republic of Korea 446-930 Warehouse: 19-22, Dongtansandan 3-gil, Dongtan-myeon, Hwaseong-si, Gyeonggi-do, Republic of Korea | 25 Tests/Kit | 1-30 ⁰C | 24 Months | Serum Plasma Whole blood | Each kit contains: • 25 Individuallly pouched test devices with desiccant packet. • 1 Assay Diluent Bottle of 4 mL • 25 Capillary Pipettes • 25 Lancets • 25 alcohol swabs • 1 Instructions for Use |  | WHO PQ |  | PQDx 0179-012-00 August 2020, v6.0 |  |  | ROW
06FK30 | Bioline HIV/Syphilis Duo | Abbott Diagnostics Korea Inc. | Production: 65, Borahagal-ro, Giheung-gu, Yongin-si, Gyeonggi-do, Republic of Korea 446-930 Warehouse: 19-22, Dongtansandan 3-gil, Dongtan-myeon, Hwaseong-si, Gyeonggi-do, Republic of Korea | 25 Tests/Kit | 1-30 ⁰C | 24 Months | Serum Plasma Whole blood | Each kit contains: • 25 Individuallly pouched test devices with desiccant packet. • 1 Assay Diluent Bottle of 4 mL • 1 Instructions for Use |  | WHO PQ |  | PQDx 0179-012-00 August 2020, v6.0 |  |  | ROW
09HIV20D | STANDARD Q HIV/Syphilis Combo Test | SD Biosensor, Inc | 74, Osongsaengmyeong 4-ro, Osong-eup, Heungdeok-gu, Cheongju-si, Chungcheongbuk-do, 28161, Republic of Korea | 25 tests/kit | 2-40 ⁰C | 24 Months | serum, plasma or WB | Each kit contains: * 25 test devices * 1x4 mL Buffer Bottle * 25 capillary tubes (20 uL) * IFU * 25 sterile lancets * 25 alcohol swabs |  | WHO PQ |  | PQDx 0179-012-00 August 2020, v6.0 |  |  | ROW
WI-4396 | AiD™ anti‐HIV 1+2 ELISA | Beijing Wantai Biological Pharmacy Enterprise Co. | Beijing, China | 96 Tests/Kit | 2 - 8 ⁰C | 15 Months | Serum Plasma | Each test kit contains: * 1 Microwell plate (96 wells) * 1 (1 mL) vial Negative control *1 (1 mL) vial Positive Control-1 * 1 (1 mL) vial Positive Control -2 * 1 (12 mL) vial Hrp-conjugate * 1 (50 mL) bottle wash buffer * 1 (8 mL) vial chromogen solution A * 1 (8 mL) vial chromogen solution B * 1 (8 mL) vial stop solution * 1 Plastic sealable bag * 1 Instructions for use *3 cardboard plate cover |  | WHO PQ |  | PQDx 0006-005-00 February 2016, v2.0 |  |  | ROW
WI-43480 | AiD™ anti‐HIV 1+2 ELISA | Beijing Wantai Biological Pharmacy Enterprise Co. | Beijing, China | 480 Tests/Kit | 2 - 8 ⁰C | 15 Months | Serum Plasma | Each test kit contains: * 5 Microwell plate (96 wells each) * 3 (1 mL) vial Negative control * 3 (1 mL) vial Positive Control-1 * 3 (1 mL) vial Positive Control -2 * 5 (12 mL) vial Hrp-conjugate * 2 (125 mL) bottle wash buffer * 1 (60 mL) vial chromogen solution A * 1 (60 mL) vial chromogen solution B * 1 (60 mL) vial stop solution * 5 Plastic sealable bag * 1 Instructions for use *15 cardboard plate cover |  | WHO PQ |  | PQDx 0006-005-00 February 2016, v2.0 |  |  | ROW
I-1654 | DS‐EIA‐HIV‐AGAB‐SCREEN | RPC Diagnostics Systems | Nizhniy Novgorod, Russia | 96 Tests/Kit | 2 - 8 ⁰C | 24 Months | Serum Plasma | Each test kit contains: * 1 (96 well) test plate * 1 (1.2 mL) vial Conjugate -1 * 1 (2.0 mL) vial Conjugate - 2 * 1 (12.0 mL) Conjugate-1 Diluent * 1 (20 mL) Conjugate 2 Diluent * 1 (2.0 mL) vial AB Positive Control *1 (2.0 mL) vial AG Positive Control * 1 (2.5 mL) vial Negative Control * 1 (50 mL) vial Washing Solution * 1 (25 mL) vial Substrate buffer * 1 (2.5 mL) vial TMB * 1 (25 mL) vial Stopping Reagent * 2 EIA plate protective film * 1 Plastic clip of polyethylene bag with a zip lock * 2 pastic dish for liquid reagents * 16 Disposable tips * 1 Instructions for use |  | WHO PQ |  | PQDx 0106-038-00 March 2019; v3 |  |  | CE-mark
I-1652 | DS‐EIA‐HIV‐AGAB‐SCREEN | RPC Diagnostics Systems | Nizhniy Novgorod, Russia | 192 Tests/Kit | 2 - 8 ⁰C | 24 Months | Serum Plasma | Each test kit contains: * 2 (96 well) test plate * 1 (1.2 mL) vial Conjugate -1 * 1 (2.0 mL) vial Conjugate - 2 * 1 (12.0 mL) Conjugate-1 Diluent * 1 (20 mL) Conjugate 2 Diluent * 1 (2.0 mL) vial AB Positive Control *1 (2.0 mL) vial AG Positive Control * 1 (2.5 mL) vial Negative Control * 1 (120 mL) vial Washing Solution * 1 (25 mL) vial Substrate buffer * 1 (2.5 mL) vial TMB * 2 (25 mL)or 1 (50 mL) vial Stopping Reagent * 4 EIA plate protective film * 2 Plastic clip of polyethylene bag with a zip lock * 4 pastic dish for liquid reagents * 32 Disposable tips * 1 Instructions for use |  | WHO PQ |  | PQDx 0106-038-00 March 2019; v3 |  |  | CE-mark
72388 | GenscreenTM ULTRA HIV Ag-Ab | Bio-Rad | Marnes La Coquette, France | 480 Tests/Kit | 2 - 8 ⁰C | 18 Months | Serum Plasma | Each kit contains: * 5 ( 96 well) Microplate * 1 (235 mL) vial washing solution * 1 (2.5 mL) negative control * 1 (1 mL) vial HIV Ab Positive control * 1 (1 mL) vial HIV Ag Positive control * 2 (10 mL) vial Conjugate 1 * 2 (30 mL) vial Conjugate 2 * 2 (30 mL) vial Conjugate 2 Diluent * 2 (60 mL) vial Peroxidase substrate buffer * 2 (5 mL) vial Chromogen * 3 (28 mL) stopping solution |  | WHO PQ |  | PQDx 0096-031-00 April 2013, v1.0 |  |  | CE-mark
72386 | GenscreenTM ULTRA HIV Ag-Ab | Bio-Rad | Marnes La Coquette, France | 96 Tests/Kit | 2 - 8 ⁰C | 18 Months | Serum Plasma | Each kit contains: * 1 ( 96 well) Microplate * 1 (70 mL) vial washing solution * 1 (2.5 mL) negative control * 1 (1 mL) vial HIV Ab Positive control * 1 (1 mL) vial HIV Ag Positive control * 1 (10 mL) vial Conjugate 1 * 1 (12.5 mL) vial Conjugate 2 * 1 (12.5 mL) vial Conjugate 2 Diluent * 1 (60 mL) vial Peroxidase substrate buffer * 1 (5 mL) vial Chromogen * 1 (28 mL) stopping solution |  | WHO PQ |  | PQDx 0096-031-00 April 2013, v1.0 |  |  | CE-mark
I-1656 | DS‐EIA‐HIV‐AGAB‐SCREEN | RPC Diagnostics Systems | Nizhniy Novgorod, Russia | 480 Tests/Kit | 2 - 8 ⁰C | 24 Months | Serum Plasma | Each test kit contains: * 5 (96 well) test plate * 1 (1.2 mL) vial or 3 (3.6 mL) vials vial Conjugate -1 * 2 (2.0 mL) or 1 (4 mL) vials Conjugate - 2 * 2 (12.0 mL) Conjugate-1 Diluent * 2 (20 mL) Conjugate 2 Diluent * 1 (4.0 mL) or 2 (2 mL) vials AB Positive Control * 1 (4.0 mL) or 2 (2 mL) vials AG Positive Control * 2 (2.5 mL) or 1 (5 mL) vials Negative Control * 2 (120 mL) vial Washing Solution * 3 (25 mL) or 2 (3.5 mL) vials Substrate buffer * 3 (2.5 mL) or 2 (3.5 mL) vials TMB * 4 (25 mL) or 2 (50 mL) vials Stopping Reagent * 10 EIA plate protective film * 3 Plastic clip of polyethylene bag with a zip lock * 10 pastic dish for liquid reagents * 80 Disposable tips * 1 Instructions for use |  | WHO PQ |  | PQDx 0106-038-00 March 2019; v3 |  |  | CE-mark
80540 | INNO-LIA HIV 1/II Score | Fujirebio Europe NV | Ghant, Belgium | 20 Tests | 2 - 8 ⁰C | 16 Months | Plasma Serum | The test kit contains: * Antigen-coated test strips (20 x strips), * Sample diluent (1 x30ml/vial), * Negative control (1 x 0.12ml/vial), * Positive control (1 x 0.12ml/vial), * ready-to-use conjugate (1 x 45ml/vial), * Ready-to-use substrate BCIP/NBT (1 x 45ml/vial), * Stop solution (1 x 45ml/vial), * Wash solution (1 x 45ml/vial), * Incubation tray (2) * Adhesive sealers (5) * Data reporting sheet (1) * Reading card (1) * Instructions for use (1 copy) |  | WHO PQ |  | PQDx 0203-073-00 May 2015, v2.0 |  |  | CE-mark
11030-036 | MP Diagnostics HIV Blot 2.2 | MP Biomedicals Asia Pacific Pte. Ltd. | Singapore, Singapore | 36 Tests/kit | 2 - 8 ⁰C | 24 Months | Serum Plasma | Each test kit contains: * 36 nitrocellulose strips * 1 (0.08 mL)vial Non-reactive control * 1 (0.08 mL) vial Strong-reactive control * 1 (0.08 mL) vial Weak-reactive control * 1 (20 mL) bottle stock buffer concentrate * 1 ( 70 mL) bottle wash buffer concentrate * 1 (0.16 mL) vial conjugate * 1 (100 mL) bottle substrate * 1 (1 g each) packets blotting powder * 4 incubation trays (9 wells each) * 1 instructions for use * 1 pair forceps |  | WHO PQ |  | PQDx 0198-071-00 April 2016, v2.0 |  |  | CE-mark
11030-018 | MP Diagnostics HIV Blot 2.2 | MP Biomedicals Asia Pacific Pte. Ltd. | Singapore, Singapore | 18 Tests/kit | 2 - 8 ⁰C | 24 Months | Serum Plasma | Each test kit contains: * 18 nitrocellulose strips * 1 (0.08 mL)vial Non-reactive control * 1 (0.08 mL) vial Strong-reactive control * 1 (0.08 mL) vial Weak-reactive control * 1 (20 mL) bottle stock buffer concentrate * 1 ( 70 mL) bottle wash buffer concentrate * 1 (0.16 mL) vial conjugate * 1 (100 mL) bottle substrate * 1 (1 g each) packets blotting powder * 2 incubation trays (9 wells each) * 1 instructions for use * 1 pair forceps |  | WHO PQ |  | PQDx 0198-071-00 April 2016, v2.0 |  |  | CE-mark
7G79-11 | Murex HIV Ag/Ab Combination | DiaSorin S.p.A. UK Branch | Dartford, UK | 480 Tests/Kit | 2 - 8 ⁰C | 12 Months | Plasma Serum | Each Kit contains: * 5 Plate (96 Wells) * 1 (8mL) bottle of sample diluent * 3 (1.1 mL) bottle of Conjugate * 3 (22 mgl) bottle of Conjugate Diluent * 1 (1.7 mL) bottle of Anti HIV-1 Positive control * 1 (1.7 mL) bottle Anti HIV-2 Positive Control * 1 (1.7 mL) bottle HIV-1 p24 positive control * 2 (2.5 mL) bottles of Negative Control * 1 (35 mL) bottle of Substrate Diluent * 1 (35 mL) bottle of Substrate Concentrate * 2 (125 mL) bottle of Wash Fluid |  | WHO PQ |  | PQDx 0144-043-00 November 2016, v4.0 |  |  | CE-mark
7G79-09 | Murex HIV Ag/Ab Combination | DiaSorin S.p.A. UK Branch | Dartford, UK | 96 Tests/Kit | 2 - 8 ⁰C | 12 Months | Plasma Serum | Each Kit contains: * 1 Plate (96 Wells) * 1 (8mL) bottle of sample diluent * 1 (1.1 mL) bottle of Conjugate * 1 (22 mgl) bottle of Conjugate Diluent * 1 (1.7 mL) bottle of Anti HIV-1 Positive control * 1 (1.7 mL) bottle Anti HIV-2 Positive Control * 1 (1.7 mL) bottle HIV-1 p24 positive control * 2 (2.5 mL) bottles of Negative Control * 1 (35 mL) bottle of Substrate Diluent * 1 (35 mL) bottle of Substrate Concentrate *1 (125 mL) bottle of Wash Fluid |  | WHO PQ |  | PQDx 0144-043-00 November 2016, v4.0 |  |  | CE-mark
06693083190 | COBAS® AmpliPrep/COBAS® TaqMan® HIV-1 Qualitative Test, version 2. | Roche Diagnostics GmbH | Roche Diagnostics GmbH 68305 Mannheim, Germany | 48 Tests/kit | 2 - 8 ⁰C | 22 Months | Plasma DBS |  |  | WHO PQ |  | PQDx 0221-046-00 January 2016, v2.0 |  |  | CE-mark
27011R010 | m-PIMA™ q HIV‐1/2 Detec | Abbott Rapid Diagnostics Jena GmbH | Orlaweg 1, D-07743 Jena, Germany | 10 Cartridges/kit | 4 - 30 oC | 9 Months | Plasma Blood | Each kit contains: * 10 individually pouched test cartridges * 1 Guide | Requires: AlereTM q | WHO PQ |  | PQDx 0226-032-00 July 2020, v6.0 |  |  | CE-mark |  | Hospitec, LDA: Rua Do Lago Amaramba No. 1625/3, Bairro De Malanga, Maputo, Mozambique
27011R050 | m-PIMA™ q HIV‐1/2 Detect | Abbott Rapid Diagnostics Jena GmbH | Orlaweg 1, D-07743 Jena, Germany | 50 Cartridges/kit | 4 - 30 oC | 9 Months | Plasma Blood | Each kit contains: * 50 individually pouched test cartridges * 1 Guide | Requires: AlereTM q | WHO PQ |  | PQDx 0226-032-00 July 2020, v6.0 |  |  | CE-mark |  | Hospitec, LDA: Rua Do Lago Amaramba No. 1625/3, Bairro De Malanga, Maputo, Mozambique
GXHIV-QA-CE-10 | Xpert® HIV‐1 Qual Assay | Cepheid AB | Solna, Sweeden | 10 Cartidges/kit and instrument | 2 - 28 ⁰C | 8 Months | Blood Dried Blood Spots | Each kit contains: * 10 HIV-1 Qual Assay Cartridges with Integrated Reaction Tubes *10 Sample Reagent * 1 bag of 10 per kit: disposable 1 mL Transfer Pipettes * 1 bag of 10 per kit: disposable 100 microliter transfer micropipettes * 1 CD that includes instructions for use | Requires: GeneXpert ® Dx, GeneXpert® Infinity-48s or GeneXpert® Infinity-80 (including barcode scanner and operator manual) GeneXpert® Dx Software version 4.6a or higher Infinity-48: Xpertise 4.6 or higher Infitiy 80: Xpertise 6.2 or higher | WHO PQ |  | PQDx 0259-070-00 September 2019, v4.0 |  |  | CE-mark
05212294190 | COBAS AmpliPrep/COBAS TaqMan HIV‐1 Test version 2. | Roche Diagnostics GmbH | Manheim Germany | 48 Tests/kit | 2 - 8 ⁰C | 18 Months |  | Each kit contains: * 1 x 48 tests HIV-1 v. 2.0 CSI * 1 x 48 tests HIV-1 v. 2.0 CS2 * 1 x 48 tests HIV-1 v. 2.0 CS3 * 1 x 3.8 mL Pase * 1 x 7 mL EB * 1 x 48 tests HIV-1 v. 2.0 CS4 * 1 x 3.6 mL HIV-1-QS * 1 x 2.5 mL HIV-1-MMX * 1 x 19.8 mL CAP/CTM Mn2+ * 4 x 1.0 mL HIV-1 H(+)C, v2.0 * 4 x 1.0 mL HIV-1 L(+)C, v2.0 * 4 x 1.0 mL CTM (-)C * 1 x 4 clips HIV-1 H(+), v2.0 Clip * 1 x 4 clips HIV-1 L(+), v2.0 Clip * 1 x 4 clips HIV-1 (-) C Clip | COBAS® TaqMan® Analyzer 03121453001 COBAS® Ampliprep Instrument 03051315001 | WHO PQ |  | PQDx 0147-046-00 November 2019, v3.0 PQDx 0126-046-00 November 2019, v3.0 |  |  | CE-mark
27015-W50 | m-PIMA HIV-1/2 VL Test | Abbott Rapid Diagnostics Jena GmbH | Orlaweg 1, D-07743 Jena, Germany | 50X cartridge kit | 4-30°C | 9 months | Plasma | Each kit contains: 50 Individually pouched test cartridges 60 Individually wrapped disposable 50 uL sample transfer tools 1 m-PIMA HIV-1/2 VL cartridge guide | To be used with m-PIMA Analyser (27030R001) or Alere q (270300001) with installed m-PIMA software version 0.26.1 or higher | WHO PQ |  | PQDx 0359-032-00 October 2020, v3.0 |  |  | ROW
285033 | NucliSENS EasyQ® HIV‐1 v2. | bioMérieux SA | Marcy L'Etoile, France |  | 2 - 8 ⁰C | 18 Months | Plasma DBS | Amplification reagent | NucliSENS miniMAG configuration 200305 NucliSENS Easy Q configuration 200309 Mini Strip Centrifuge 285056 | WHO PQ |  | PQDx 0148-016-00 January/2017, v2.0 |  |  | CE-mark
GXHIV-VL-CE-10 | Xpert® HIV‐1 Viral Load | Cepheid AB | Solna, Sweeden | 10 Tests/ Kit | 2 - 28 ⁰C | 12 Months | Plasma | Each kit contains: * 10 Xpert HIV-1 Viral Load Cartridges with integrated reaction tubes * 1 bag of 10 disposable 1 mL transfer pipettes * 1 CD that includes instructions for use | Requires: GeneXpert ® Dx, GeneXpert® Infinity-48s or GeneXpert® Infinity-80 (including barcode scanner and operator manual) | WHO PQ |  | PQDx 0192-070-00, PQDx 0194-070-00, PQDx 0195-070-00 July 2019, v4.0 |  |  | CE-mark
PRD-03000 | Aptima™ HIV‐1 Quant Dx Assay | Hologic, Inc. | San Diego, USA | 100 Tests/Kit | 2 - 8 ⁰C | 24 Months | Serum Plasma DBS | Each kit contains: * 1 Aptima HIV Quant Dx Assay Box * 1 Calibrator kit *1 Control Kit | Requires: Panther ® System Check if the client has indicated in the PO the use of DBS as a specimen type or a request for extraction buffer (PRD-04772). A notification of use of DBS specimen requires separate procurement of extraction buffer (PRD-04772). | WHO PQ |  | PQDx 0236-078-00 February 2018, v5.0 |  |  | CE-mark
PRD-03000B | Aptima™ HIV‐1 Quant Dx Assay | Hologic, Inc. | San Diego, USA | 500 Tests/Kit | 2 - 8 ⁰C | 24 Months | Serum Plasma | Each kit contains: * 5 Aptima HIV Quant Dx Assay Box * 2 Calibrator kits * 2 Control Kits | Requires: Panther ® System Hologic provided WHO confirmation of change report form for 500 test configuration. Everything remains the same as 100 kit configuration with the only difference being the number of boxes included in the kit. Check if the client has indicated in the PO the use of DBS as a specimen type or a request for extraction buffer (PRD-04772). A notification of use of DBS specimen requires separate procurement of extraction buffer (PRD-04772). | WHO PQ |  | Request update |  |  | CE-mark
2G31-70 | Abbott RealTime HIV-1 Calibrator Kit | Abbott Molecular Inc. | Des Plaines, IL 60018 USA | NA | at or below -10 oC | 18 Months |  | Each kit contains: *Calibrator A (1.8 mL) *Calibrator B (1.8 mL) | Required: Abbott m24sp Instrument 3N06-01 Abbott m2000rt Instrument 9K15-01 Abbott m2000sp Instrument 9K14-02 | WHO PQ |  | PQDx 0145-027-00 December 2019, v9.0 PQDx 0083-027-00 December 2019, v3.0 | 2021-10-01 | v10.0 | CE-mark
PRD-03001 | Aptima HIV-1 Quant Dx Calibrator Kit | Hologic, Inc. | San Diego, USA | None | -15 to -35 ⁰C | 24 Months | Serum Plasma | Each kit contains: * 5 vials (2.5 mL) of PCAL qHIV-1 Positive Calibrator *Calibrator Barcode Label | Requires: Panther ® System | WHO PQ |  | PQDx 0236-078-00 February 2018, v5.0 |  |  | CE-mark
04N66-80 | Abbott RealTime HIV-1 Qualitative Control Kit | Abbott Molecular Inc. | Des Plaines, IL 60018 USA |  | at or below -10 oC | 18 months |  | Each Kit contains: * Negative control * High positive control |  | WHO PQ |  | PQDx 0151-027-00 | 2021-11-01 | v4.0 | CE-mark
02G31-080 | Abbott RealTime HIV-1 Control Kit | Abbott Molecular Inc. | Des Plaines, IL 60018 USA |  | at or below -10 oC | 18 Months |  | Each kit contains: 8 x 1.8 mL negative control 8 x 1.8 mL positive control 8 x 1.8 mL high positive control | Required: Abbott m24sp Instrument 3N06-01 Abbott m2000rt Instrument 9K15-01 Abbott m2000sp Instrument 9K14-02 | WHO PQ |  | PQDx 0146-027-00 | 2021-10-01 | v5.0 | ROW
PRD-03002 | Aptima HIV-1 Quant Dx Controls Kit | Hologic, Inc. | San Diego, USA | None | -15 to -35 ⁰C | 24 Months | Serum Plasma | Each kit contains: * 5 vials (2.5 mL) NC qHIV-1 Negative control * 5 vials (1.5 mL) LPC qHIV-1 Low Positive Control * 5 vials (1.5 mL) HPC qHIV-1 High Positive Controls *Control Barcode Label | Requires: Panther ® System | WHO PQ |  | PQDx 0236-078-00 February 2018, v5.0 |  |  | CE-mark
04N66-90 | Abbott RealTime HIV-1 Qualitative Amplification Reagent Kit | Abbott Molecular Inc. | Des Plaines, IL 60018 USA |  | at or below -10 oC | per control date on vendor certificate of analysis |  | Each kit contains: * Abbott RealTime HIV-1 Internal Control Thermostable rTth Polyerase Enzyme * HIV-1 Oligonucleotide Reagent * Activation Reagent |  | WHO PQ |  | PQDx 0151-027-00 June 2018, v2.0 |  |  | CE-mark
02G31-90 | Abbott RealTime HIV-1 Amplification Reagent Kit | Abbott Molecular Inc. | Des Plaines, IL 60018 USA | NA | at or below -10 oC | Per vendor certificate of analysis | Plasma | Each kit contains: * Abbott RealTime HIV-1 Internal Control Thermostable rTth Polyerase Enzyme * HIV-1 Oligonucleotide Reagent * Activation Reagent | Required: Abbott m24sp Instrument 3N06-01 Abbott m2000rt Instrument 9K15-01 Abbott m2000sp Instrument 9K14-02 | WHO PQ |  | PQDx 0146-027-00 December 2019, v4.0 PQDx 0083-027-00 December 2019, v3.0 | 2021-10-01 | v5.0 | CE-mark
02G31-10 | Abbott RealTime HIV-1 Amplification Reagent Kit for Plasma and DBS | Abbott Molecular Inc. | Des Plaines, IL 60018 USA | 96 | -15 to -25 ˚C | 18 Months | Plasma DBS | Each kit contains: * Internal control 4 x 1.2 mL * Amplification reagent pack 4 | Abbott m2000sp Instrument (9K14-02) Abbott m2000rt Instrument (9K15-01) | WHO PQ |  | PQDx 0145-027-00 | 2021-10-01 | v10.0 | CE-mark
2G31 | Abbott RealTime HIV-1 Amplification Reagent PACK | Abbott Molecular Inc. | Des Plaines, IL 60018 USA | 24 Tests | at or below -10 oC | Per vendor certificate of analysis |  | Each kit contains: * Abbott RealTime HIV-1 Internal Control Thermostable rTth Polyerase Enzyme * HIV-1 Oligonucleotide Reagent * Activation Reagent | Required: Abbott m24sp Instrument 3N06-01 Abbott m2000rt Instrument 9K15-01 Abbott m2000sp Instrument 9K14-02 | WHO PQ |  | PQDx 0145-027-00 | 2021-10-01 | v10.0 | CE-mark
09N02-001 | Abbott mSample Preparation System DBS Buffer Kit | Abbott Molecular Inc. | Des Plaines, IL 60018 USA |  | 15 - 30 ⁰C | 18 Months | DBS | Reagents for DBS processing only | Abbott m2000sp Instrument (9K14-02) Abbott m2000rt Instrument (9K15-01) | WHO PQ |  | PQDx 0145-027-00 | 2021-10-01 | v10.0 | CE-mark
PRD-04772 | Aptima™ DBS Extraction Buffer | Hologic, Inc. | San Diego, USA | 1 x 104 mL | 15 - 40 ⁰C | 24 months 30 days in use | DBS | 1 x 104 mL | *Requires: Panther ® System *The Aptima DBS Extraction Buffer is intended for extraction of HIV viral nucleic acid from Dried Blood Spot (DBS) specimens for testing with an Aptima HIV-1 Quant Dx assay (PRD-03000) *Check if the client has indicated in the PO the use of DBS as a specimen type or a request for extraction buffer (PRD-04772). A notification of use of DBS specimen requires separate procurement of extraction buffer (PRD-04772). | WHO PQ |  | PQDx 0236-078-00 October 2020, v6.0 pending update |  |  | CE-mark
CR 2003 | CrAg Lateral Flow Assay | IMMY, Inc. | 2701 Corporate Centre Dr., Norman OK 73069 USA | 50 Tests | 20-25 oC |  | CSF Serum | Each Kit Contains: LF Specimen Diluent (6.5 mL, REF GLF065): Glycinebuffered saline containing blocking agents and a preservative 2. CrAg LF Test Strips (50 strips in desiccant vial, REF LFCR50) 3. CrAg Positive Control (1 mL, REF CB1020): Glycine- buffered saline spiked with cryptococcal antigen (strain 184A – clinical isolate from Tulane University (Infection & Immunity, June 1983, p. 1052-1059)) 4. Package insert |  | US FDA |  | K112422 |  |  | US FDA
655495 | BD FACSPresto Cartridge Kit | Becton Dickinson and Company | 2350 Qume Drive, San Jose, 95131 CA, USA 30 Tuas Ave 2, Singapore, 639461 | 100 Tests/kit | 4 - 31 oC | 12 Months | Blood | Each kit contains: *BD FACSPresto Cartridge *BD FACSPResto Finger Stick Sample Collection Kit *BD Microtainer Contact-Activated Lancet * Sterile Alcohol Prep Pads * Plastic Adhesive Bandage * Sterile Non-woven sponge | Required: BD FACS PrestoTM (651000) | WHO PQ |  | PQDx 0197-045-00 March 2019, v3.0 |  |  | CE-mark
05-8401 | CD4 easy count kit to count absolute CD4+ T-lymphocytes | Sysmex Partec GmbH | Sysmex Partec GmbH, Arndtstr. 11a-b, 02826 Görlitz, Germany ; and Exbio Praha a.s., Nad Safinou II 341, 252 50 Vestec, Czech Republic | 100 Tests/kit | 2 - 8 ⁰C | 14 Months | Whole Blood | * CD4 easy count kit to count absolute CD4+ T-lymphocytes *Vial containing CD4 mAb PE *Bottle containing no lyse buffer | Requires: CyFlow® Counter System (CY-S-3022) | WHO PQ |  | PQDx 0350-081-00 April 2020, version 4.0 |  |  | CE-mark
05-8405 | CD4% easy count kit | Sysmex Partec GmbH | Sysmex Partec GmbH, Arndtstr. 11a-b, 02826 Görlitz, Germany ; and Exbio Praha a.s., Nad Safinou II 341, 252 50 Vestec, Czech Republic | 100 Tests/kit | 2 - 8 ⁰C | 14 Months | Whole Blood | *CD4% easy count kit to count absolute CD4+ T-lymphocytes and CD4 percentages *Vial containing CD4 mAb PE * Vial containing CD45 mAb PE-Cy5 *Bottle containing Buffer 1 *Bottle containing Buffer 2 | Requires: CyFlow® Counter System (CY-S-3022) | WHO PQ |  | PQDx 0350-081-00 April 2020, version 4.0 |  |  | CE-mark
05-4011 | Count Check Beads green | Sysmex Partec GmbH | Sysmex Partec GmbH, Arndtstr. 11a-b, 02826 Görlitz, Germany ; and Exbio Praha a.s., Nad Safinou II 341, 252 50 Vestec, Czech Republic | 50 tests |  |  |  | Flourecent bead control for system check | Requires: CyFlow® Counter System | WHO PQ |  | PQDx 0350-081-00 April 2020, version 4.0 |  |  | CE-mark
260100100 | Disposable PimaTM CD4 cartridge, test kits | Abbott Rapid Diagnostics Jena GmbH | Orlaweg 1, D-07743 Jena, Germany | 100 cartridges | 2 - 30 oC | 12 Months |  | Each Kit contains: * 100 Pima CD4 foil sealed test cartridges | Pima™ Analyser (260300003) | WHO PQ |  | PQDx 0099-032-00 November 2010, v1.0 |  |  | CE-mark
260100025 | PimaTM CD4 cartridge, test kits | Abbott Rapid Diagnostics Jena GmbH | Orlaweg 1, D-07743 Jena, Germany | 25 cartridges | 2 - 30 oC | 12 Months |  | Each Kit contains: * 25 Pima CD4 foil sealed test cartridges | Pima™ Analyser (260300003) | WHO PQ |  | PQDx 0099-032-00 November 2010, v1.0 |  |  | CE-mark
B25700 | AQUIOS IMMUNO-TROL LOW Cells | Beckman Coulter Life Sciences | Hialeah, Florida | N/A | 2 - 8 ⁰C | 270 days | Blood | 2 x 3 mL | Required: Aquios CL Flow cytometer | WHO PQ |  | PQDx 0156-053-00, November/2015, v2.0 |  |  | CE-mark
B23535 | AQUIOS IMMUNO‐TROL Cells | Beckman Coulter Life Sciences | Hialeah, Florida | N/A | 2 - 8 ⁰C | 270 days | Blood | 2 x 3 mL | Required: Aquios CL Flow cytometer | WHO PQ |  | PQDx 0156-053-00, November/2015, v2.0 |  |  | CE-mark
340166 | BD FACSCount Control Kit | Becton Dickinson and Company, BD Biosciences | San Jose, CA US | 25 Tests/Kit | 2 - 8 ⁰C | 24 Months |  |  | BD FACSCount™ Instrument System 337858 | WHO PQ |  | PQDx 0124-045-00 March 2018, v3.0 |  |  | CE-mark
340166 | BD FACSCount Controls | Beckton Dickinson and Company, BD Biosciences | Beckton Dickinson Caribe, LTD Vicks Drive, Lot 1 Corner Road 735 Cayey, PR USA 00736 | [6 empty] | US FDA |  |  |  |  | US FDA
B23533 | AQUIOS Tetra‐1 Panel | Beckman Coulter Life Sciences | Hialeah, Florida | 50 Tests | 2 - 8 ⁰C | 12 Months | Blood | 1 x 0.9 mL | Required: Aquios CL Flow cytometer | WHO PQ |  | PQDx 0156-053-00, November/2015, v2.0 |  |  | CE-mark
B23534 | AQUIOS Tetra‐2+ Panel | Beckman Coulter Life Sciences | Hialeah, Florida | 50 Tests | 2 - 8 ⁰C | 12 Months | Blood | 1 x 0.9 mL | Required: Aquios CL Flow cytometer | WHO PQ |  | PQDx 0156-053-00, November/2015, v2.0 |  |  | CE-mark
342512 | BD FACSCount CD4/CD3 (with Trucount Tubes) | Beckton Dickinson and Company, BD Biosciences | Beckton Dickinson Caribe, LTD Vicks Drive, Lot 1 Corner Road 735 Cayey, PR USA 00736 | [6 empty] | US FDA |  |  |  |  | US FDA
340167 | BD FACSCount Reagent Kit | Becton Dickinson and Company, BD Biosciences | San Jose, CA US | 50 Tests/kit | 2 - 8 ⁰C | 23 Months | Blood | 50 Pairs of CD3 PE-Cy5/CD4 PE and CD3 PE-Cy5/CD8 PE Reagents | BD FACSCount™ Instrument System 337858 | WHO PQ |  | PQDx 0124-045-00 March 2018, v3.0 |  |  | CE-mark
340167 | BD FACSCount Reagent Kit | Beckton Dickinson and Company, BD Biosciences | Beckton Dickinson Caribe, LTD Vicks Drive, Lot 1 Corner Road 735 Cayey, PR USA 00736 | [6 empty] | US FDA |  |  |  |  | US FDA
339010 | BD FACSCount CD4 Reagents | Beckton Dickinson and Company, BD Biosciences | Beckton Dickinson Caribe, LTD Vicks Drive, Lot 1 Corner Road 735 Cayey, PR USA 00736 | [6 empty] | US FDA |  |  |  |  | US FDA
339010 | BD FACSCount™ CD4 Reagent Kit | Becton Dickinson and Company, BD Biosciences | San Jose, CA US Cayey, Puerto Rico | 50 Tests/kit |  |  |  | (50 pairs CD4 PE / CD14 PE-CyTM5 / CD15 PE-Cy5 reagents), fixative (one 5-ml vial of 5% formaldehyde solution) tube caps (50 Tests) |  | WHO PQ |  | PQDx 0133-045-00 June 2016, v2.0 |  |  | CE-mark
657681 | BD FACSPresto Cartridge | Becton Dickinson and Company | 2350 Qume Drive, San Jose, 95131 CA, USA 30 Tuas Ave 2, Singapore, 639461 | 100 Tests/Cartridge | 4 - 31 oC | 23 Months | Blood | Each kit contains: * BD FACSPresto Cartridge(100 tests) *100 BD Disposable Pipettes * 1 BD FACSPresto Cartridge Instructions for Use | Required: BD FACS PrestoTM (651000) | WHO PQ |  | PQDx 0197-045-00 March 2019, v3.0 |  |  | CE-mark
340500 | BD Multitest CD3/CD16+CD56/CD45/CD19 | Beckton Dickinson and Company, BD Biosciences | Beckton Dickinson Caribe, LTD Vicks Drive, Lot 1 Corner Road 735 Cayey, PR USA 00736 | [6 empty] | US FDA |  |  |  |  | US FDA
340492 | BD Multitest CD3/CD16+CD56/CD45/CD19 (with Trucount Tubes) | Beckton Dickinson and Company, BD Biosciences | Beckton Dickinson Caribe, LTD Vicks Drive, Lot 1 Corner Road 735 Cayey, PR USA 00736 | [6 empty] | US FDA |  |  |  |  | US FDA
340499 | BD Multitest CD3/CD8/CD45/CD4 | Beckton Dickinson and Company, BD Biosciences | Beckton Dickinson Caribe, LTD Vicks Drive, Lot 1 Corner Road 735 Cayey, PR USA 00736 | [6 empty] | US FDA |  |  |  |  | US FDA
340491 | BD Multitest CD3/CD8/CD45/CD4 (with Trucount Tubes) | Beckton Dickinson and Company, BD Biosciences | Beckton Dickinson Caribe, LTD Vicks Drive, Lot 1 Corner Road 735 Cayey, PR USA 00736 | [6 empty] | US FDA |  |  |  |  | US FDA
340048 | BD Simultest CD3/Anti-HLA-DR | Beckton Dickinson and Company, BD Biosciences | Beckton Dickinson Caribe, LTD Vicks Drive, Lot 1 Corner Road 735 Cayey, PR USA 00736 | [6 empty] | US FDA |  |  |  |  | US FDA
340042 | BD Simultest CD3/CD16+CD56 | Beckton Dickinson and Company, BD Biosciences | Beckton Dickinson Caribe, LTD Vicks Drive, Lot 1 Corner Road 735 Cayey, PR USA 00736 | [6 empty] | US FDA |  |  |  |  | US FDA
349211 | BD Simultest CD3/CD19 | Beckton Dickinson and Company, BD Biosciences | Beckton Dickinson Caribe, LTD Vicks Drive, Lot 1 Corner Road 735 Cayey, PR USA 00736 | [6 empty] | US FDA |  |  |  |  | US FDA
340044 | BD Simultest CD3/CD8 | Beckton Dickinson and Company, BD Biosciences | Beckton Dickinson Caribe, LTD Vicks Drive, Lot 1 Corner Road 735 Cayey, PR USA 00736 | [6 empty] | US FDA |  |  |  |  | US FDA
340040 | BD Simultest LeucoGATE | Beckton Dickinson and Company, BD Biosciences | Beckton Dickinson Caribe, LTD Vicks Drive, Lot 1 Corner Road 735 Cayey, PR USA 00736 | [6 empty] | US FDA |  |  |  |  | US FDA
340039 | BD Simultest CD4/CD8 | Beckton Dickinson and Company, BD Biosciences | Beckton Dickinson Caribe, LTD Vicks Drive, Lot 1 Corner Road 735 Cayey, PR USA 00736 | [6 empty] | US FDA |  |  |  |  | US FDA
340383 | BD Tritest CD3 FITC/CD4 PE/CD45 PerCP | Beckton Dickinson and Company, BD Biosciences | Beckton Dickinson Caribe, LTD Vicks Drive, Lot 1 Corner Road 735 Cayey, PR USA 00736 | [6 empty] | US FDA |  |  |  |  | US FDA
340300 | BD Tritest CD3/CD16+56/CD45 | Beckton Dickinson and Company, BD Biosciences | Beckton Dickinson Caribe, LTD Vicks Drive, Lot 1 Corner Road 735 Cayey, PR USA 00736 | [6 empty] | US FDA |  |  |  |  | US FDA
340298 | BD Tritest CD4/CD8/CD3 | Beckton Dickinson and Company, BD Biosciences | Beckton Dickinson Caribe, LTD Vicks Drive, Lot 1 Corner Road 735 Cayey, PR USA 00736 | [6 empty] | US FDA |  |  |  |  | US FDA
340402 | BD Tritest CD3/CD16+56/CD45 (with Trucount Tubes) | Beckton Dickinson and Company, BD Biosciences | Beckton Dickinson Caribe, LTD Vicks Drive, Lot 1 Corner Road 735 Cayey, PR USA 00736 | [6 empty] | US FDA |  |  |  |  | US FDA
340403 | BD Tritest CD3/CD16+56/CD45 (with Trucount Tubes) | Beckton Dickinson and Company, BD Biosciences | Beckton Dickinson Caribe, LTD Vicks Drive, Lot 1 Corner Road 735 Cayey, PR USA 00736 | [6 empty] | US FDA |  |  |  |  | US FDA
340381 | BD Tritest CD3/CD19/CD45 | Beckton Dickinson and Company, BD Biosciences | Beckton Dickinson Caribe, LTD Vicks Drive, Lot 1 Corner Road 735 Cayey, PR USA 00736 | [6 empty] | US FDA |  |  |  |  | US FDA
340405 | BD Tritest CD3/CD19/CD45 (with Trucount Tubes) | Beckton Dickinson and Company, BD Biosciences | Beckton Dickinson Caribe, LTD Vicks Drive, Lot 1 Corner Road 735 Cayey, PR USA 00736 | [6 empty] | US FDA |  |  |  |  | US FDA
340401 | BD Tritest CD3/CD4/CD45 (with Trucount Tubes) | Beckton Dickinson and Company, BD Biosciences | Beckton Dickinson Caribe, LTD Vicks Drive, Lot 1 Corner Road 735 Cayey, PR USA 00736 | [6 empty] | US FDA |  |  |  |  | US FDA
340344 | BD Tritest CD3/CD8/CD45 | Beckton Dickinson and Company, BD Biosciences | Beckton Dickinson Caribe, LTD Vicks Drive, Lot 1 Corner Road 735 Cayey, PR USA 00736 | [6 empty] | US FDA |  |  |  |  | US FDA
340406 | BD Tritest CD3/CD8/CD45 (with Trucount Tubes) | Beckton Dickinson and Company, BD Biosciences | Beckton Dickinson Caribe, LTD Vicks Drive, Lot 1 Corner Road 735 Cayey, PR USA 00736 | [6 empty] | US FDA |  |  |  |  | US FDA
340385 | BD Tritest IgG1/IgG1/CD45 | Beckton Dickinson and Company, BD Biosciences | Beckton Dickinson Caribe, LTD Vicks Drive, Lot 1 Corner Road 735 Cayey, PR USA 00736 | [6 empty] | US FDA |  |  |  |  | US FDA
349209 | CD19 PE | Beckton Dickinson and Company, BD Biosciences | Beckton Dickinson Caribe, LTD Vicks Drive, Lot 1 Corner Road 735 Cayey, PR USA 00736 | [6 empty] | US FDA |  |  |  |  | US FDA
349201 | CD3 FITC | Beckton Dickinson and Company, BD Biosciences | Beckton Dickinson Caribe, LTD Vicks Drive, Lot 1 Corner Road 735 Cayey, PR USA 00736 | [6 empty] | US FDA |  |  |  |  | US FDA
340542 | CD3 FITC | Beckton Dickinson and Company, BD Biosciences | Beckton Dickinson Caribe, LTD Vicks Drive, Lot 1 Corner Road 735 Cayey, PR USA 00736 | [6 empty] | US FDA |  |  |  |  | US FDA
340133 | CD4 FITC | Beckton Dickinson and Company, BD Biosciences | Beckton Dickinson Caribe, LTD Vicks Drive, Lot 1 Corner Road 735 Cayey, PR USA 00736 | [6 empty] | US FDA |  |  |  |  | US FDA
340046 | CD8 PE | Beckton Dickinson and Company, BD Biosciences | Beckton Dickinson Caribe, LTD Vicks Drive, Lot 1 Corner Road 735 Cayey, PR USA 00736 | [6 empty] | US FDA |  |  |  |  | US FDA
340043 | BD Simultest CD3/CD4 | Becton Dickinson and Company, BD Biosciences | Beckton Dickinson Caribe, LTD Vicks Drive, Lot 1 Corner Road 735 Cayey, PR USA 00736 | [6 empty] | US FDA |  |  |  |  | US FDA
260400011 | PimaTM Bead Standard | Abbott Rapid Diagnostics Jena GmbH | Orlaweg 1, D-07743 Jena, Germany |  | 2 - 30 oC | 6 months |  | 2 bead cartridges " Low" and "Normal | Pima™ Analyser (260300003) | WHO PQ |  | PQDx 0099-032-00 November 2010, v1.0 |  |  | CE-mark
302554 | Aptima HPV Calibrators Box | Hologic, Inc. | Hologic Inc. 10210 Genetic Center Drive, San Diego CA 92121 |  | 2-8C | 12 Months | Cervical Specimens | *5 vials x 2.7 mL: HPV Positive Calibrator *5 vials x 2.7 mL: HPV Negative Calibrator |  | US FDA |  |  |  |  | US FDA
02N09-080 | Abbott RealTime High Risk HPV Control Kit | Abbott GmbH | Max-Planck-Ring 2, Wiesbaden, 65205, Germany | 12 tubes of each control | at or below -10 ⁰C | 18 months |  | Each kit contains: Abbott RealTime High Risk HPV Negative Control 12 x 0.5 mL Abbott RealTime High Risk HPV Positive Control 12 x 0.5 mL |  | WHO PQ |  | PQDx 0455-180-00 | 2021-10-01 | v2.0 | CE-mark
340041 | BD Simultest Control y1/y2a | [8 empty] | UNKNOWN
05235855190 | cobas®4800 HPV Controls Kit | Roche Molecular Systems, Inc. | Roche Molecular Systems, Inc. 1080 US Highway 202 South Branchburg, NJ 08876 USA | 1x10 set | 2 - 8 ⁰C |  | cervical cells | Each kit contains: 10 x 0.5 mL HPV (+) C (cobas® 4800 HPV Positive Control) 10 x 0.5 mL (–) C (cobas® 4800 System Negative Control) | To be used with cobas 4800 systems | US FDA |  |  |  |  | US FDA PMA
07994745190 | Roche Cell Collection Medium 20 ml vial | Roche Diagnostics GmbH | Roche Diagnostics GmbH Sandhofer StraBe 116, D-68305, Mannheim, Germany | 250 vials | 15-30°C |  |  | 250 x 20 mL Roche Cell Collection Medium | To be used with cobas 4800 HPV kits | UNKNOWN |  |  |  |  | CE-mark
02N09-092 | Abbott RealTime High Risk HPV Amplification Reagent Kit | Abbott GmbH | Max-Planck-Ring 2, Wiesbaden, 65205, Germany | 96 tests | at -25 to -15 ⁰C | 18 months | cervical cytology/specimen | Each kit contains: Internal control 4 x 1.2 mL Amplification reagent pack 4 Amplification reagent pack 4 packs x 24 tests DNA polymerase in a Buffered solution with stabilizers 1 x 0.07 mL HPV oligonucleotide reagent 1 x 0.502 mL Activation reagent 1 x 0.778 mL | Listed for use with: Sample preparation with m2000sp, m1000sp or m24sp Amplification with m2000rt | WHO PQ |  | PQDx 0455-180-00 | 2021-10-01 | v2.0 | CE-mark
303093 | Aptima HPV Assay Kit (Note: Panther System) | Hologic, Inc. | Hologic Inc. 10210 Genetic Center Drive, San Diego CA 92121 | 250 Tests | Aptima HPV Refrigerated Box: 2- 8C Aptima HPV Room Temperature Box: store at room temperature, 15C to 30C upon receipt. Aptima HPV Calibrators Box: Store at 2-8C upon receipt | 12 months | Cervical Specimens | Each kit contains 3 boxes Box 1: Aptima HPV Refrigerated Box * 1 vial HPV ampilification reagent *1 vial HPV Enzyme Reagent *1 vial HPV Probe Reagen *1 vial HPV internal Control Reagent Box 2: Aptima HPV Room Temperature Box *1 Vial HPV Amplification Reconstitution Solution *1 Vial HPV Enzyme Reconstitution Solution *1 Vial HPV Probe Reconstitution Solution *1 Vial HPV selection reagent *1 Vial HPV Target Capture Reagent *3 reconstitution collars *1 sheet: Master Lot Barcode Sheet Box 3: Aptima HPV Calibrators *5 vials HPV Positive Calibrator *5 vials HPV Negative Calibrator |  | US FDA |  | October 2019, v.1.0 |  |  | US FDA
302929 | Aptima HPV Assay Kit (Note: Panther System) | Hologic, Inc. | Hologic Inc. 10210 Genetic Center Drive, San Diego CA 92121 | 100 Tests | Aptima HPV Refrigerated Box: 2- 8C Aptima HPV Room Temperature Box: store at room temperature, 15C to 30C upon receipt. | 12 months | Cervical Specimens | Each kit contains 3 boxes Box 1: Aptima HPV Refrigerated Box * 1 vial HPV ampilification reagent *1 vial HPV Enzyme Reagent *1 vial HPV Probe Reagen *1 vial HPV internal Control Reagent Box 2: Aptima HPV Room Temperature Box *1 Vial HPV Amplification Reconstitution Solution *1 Vial HPV Enzyme Reconstitution Solution *1 Vial HPV Probe Reconstitution Solution *1 Vial HPV selection reagent *1 Vial HPV Target Capture Reagent *3 reconstitution collars *1 sheet: Master Lot Barcode Sheet Box 3: Aptima HPV Calibrators *5 vials HPV Positive Calibrator *5 vials HPV Negative Calibrator |  | US FDA |  |  |  |  | US FDA
05235901190 | cobas®4800 HPV AMP/DET Kit | Roche Molecular Systems, Inc. | Roche Molecular Systems, Inc. 1080 US Highway 202 South Branchburg, NJ 08876 USA | 240 tests | 2 - 8 ⁰C | > 14 months at procurement | cervical cells | Each kit contains: 10 x 0.5 mL HPV MMX (cobas®4800 HPV Master Mix) 10 x 1.0 mL HPV Mg/Mn (cobas®4800 HPV Mg/Mn Solution) | To be used with cobas 4800 systems | USAID | TE 00829.00 |  |  |  | CE Self-Certification
05235898190 | cobas®4800 HPV Amplification/Detection Kit | Roche Molecular Systems, Inc. | Roche Molecular Systems, Inc. 1080 US Highway 202 South Branchburg, NJ 08876 USA | 960 tests | 2 - 8 ⁰C |  | cervical cells | Each kit contains: 20 x 1.0 mL HPV MMX (cobas®4800 HPV Master Mix) 10 x 1.0 mL HPV Mg/Mn (cobas®4800 HPV Mg/Mn Solution) | To be used with cobas 4800 systems | US FDA |  |  |  |  | US FDA PMA
05235880190 | cobas®4800 HPV Amplification/Detection Kit | Roche Molecular Systems, Inc. | Roche Molecular Systems, Inc. 1080 US Highway 202 South Branchburg, NJ 08876 USA | 240 tests | 2 - 8 ⁰C |  | cervical cells | Each kit contains: 10 x 0.5 mL HPV MMX (cobas®4800 HPV Master Mix) 10 x 1.0 mL HPV Mg/Mn (cobas®4800 HPV Mg/Mn Solution) | To be used with cobas 4800 systems | US FDA |  |  |  |  | US FDA PMA
614015 | careHPV Test | QIAGEN GmBH | QIAGEN Shenzhen Co. Ltd, 6&7/F, R3-B, High-tech Industrial Park, Shenzhen China QIAGEN Sciences, 19300 Germantown Road, Germantown, MD, 20874 | 96 Test/kit | 4-25 oC | 12 Months | Cervical Specimens | Each kit contains: * 1 Assay microplate * 1 Negative Calibrator (0.5 mL) * 1 Positive Calibrator (0.5 mL) *1 Reagent 1 (3 mL) * 1 Indicator Dye (0.35 mL) * 4 Stabilized Biologics (Reagent 2, Reagent 3, Reagent 4 and Reagent 6 * 4 Reconsititution Diluents (Reagent 2 Diluent, Reagent 3 Diluent, Reagent 4 Diluent and Reagent 6 Diluent) * Reagent 5 (250 mL) * 1 Reagent 5 nozzle * 1 Assay Data Recording Sheet * 1 Handbook | Requires: careHPV Test System | WHO PQ |  | PQDx 0085-028-00 | 2018-07-01 | v1.0 | CE-mark
GXHPV-CE-10 | Xpert® HPV | Cepheid AB | Röntgenvägen 5, SE-171 54 Solna, Sweden | 10 Tests/Kit | 2 - 28 ⁰C | 18 Months | Cervical Specimens | Each kit contains: •10 Xpert® HPV assay cartridges with integrated reaction tubes * 1 bag of 10 per kit: disposable 1 mL transfer pipettes * CD with Assay Definition Files (ADF) and instructions for use | Requires: Cepheid GeneXpert Instrument Systems | WHO PQ |  | PQDx 0268-070-00 | 2020-12-01 | v4.0 | CE-mark
800-960 | CAPTIA TM Syphilis (T. Pallidum)-G | Trinity Biotech | Jamestown, NY | 200 Tests/kit | 2 - 8 ⁰C |  | Plasma Serum | Each kit contains: * 1 0 plates (96 Wells) * 2 ( 1.5 mL) bottle of High titre reactive control * 4 (1.8 mL) bottle of Low Titre reactive control * 2 (1.5 mL) bottle of Non-reactive control * 5 (20 mL) bottle of Conjugate * 2 (500 mL) bottle CAPTIA Wash Buffer (conc x20) * 2 (500 mL) bottle of CAPTIA Sample Diluent * 5 (25 mL) bottle CAPTIA Substrate Solution Plate sealers |  | US FDA |  | K014233 |  |  | US FDA
800-970 | CAPTIA TM Syphilis (T. Pallidum)-G | Trinity Biotech | Jamestown, NY | 96 Tests/kit | 2 - 8 ⁰C |  | Plasma Serum | Each kit contains: * 1 plate (96 Wells) * 1 ( 1.5 mL) bottle of High titre reactive control * 2 (1.8 mL) bottle of Low Titre reactive control * 1 (1.5 mL) bottle of Non-reactive control * 1 (20 mL) bottle of Conjugate * 1 (100 mL) bottle CAPTIA Wash Buffer (conc x20) * 1 (115 mL) bottle of CAPTIA Sample Diluent * 1 (25 mL) bottle CAPTIA Substrate Solution Plate sealers |  | US FDA |  | K014233 |  |  | US FDA
900025 | ASI RPR Card Test | Arlington Scientific, Inc. | Springville, UT | 25 Tests/Kit | 2 - 8 ⁰C |  | Plasma Serum | Each Kit contains: * 0.5 mL RPR Carbon Antigen * 0.5 mL Reactive Control * 0.5 mL Weak Reactive Control * 0.5 mL Nonreactive control * 1 - 3mL Dropping bottle * 1 - 20g Dispensing Needle (60 drops/mL) * 3 RPR Test card (10- well) * 25 - 0.05 mL Disposable Stirrer Pipets | This test is also intended for use in screening blood donors when the test is read and interpreted with the ASiManager-AT. | US FDA |  | K851504 |  |  | US FDA
900100 | ASI RPR Card Test | Arlington Scientific, Inc. | Springville, UT | 100 Tests/Kit | 2 - 8 ⁰C |  | Plasma Serum | Each Kit contains: * 2.0 mL RPR Carbon Antigen * 1.0 mL Reactive Control * 1.0 mL Weak Reactive Control * 1.0 mL Nonreactive control * 1 - 3mL Dropping bottle * 1 - 20g Dispensing Needle (60 drops/mL) * 10 RPR Test card (10- well) * 100 - 0.05 mL Disposable Stirrer Pipets | This test is also intended for use in screening blood donors when the test is read and interpreted with the ASiManager-AT. | US FDA |  | K851504 |  |  | US FDA
900500 | ASI RPR Card Test | Arlington Scientific, Inc. | Springville, UT | 500 Tests/Kit | 2 - 8 ⁰C |  | Plasma Serum | Each Kit contains: * 9.0 mL RPR Carbon Antigen * 2.0 mL Reactive Control * 2.0 mL Weak Reactive Control * 2.0 mL Nonreactive control * 1 - 3mL Dropping bottle * 1 - 20g Dispensing Needle (60 drops/mL) * 50 RPR Test card (10- well) * 35 - RPR Test Card (15-well) * 500 - 0.05 mL Disposable Stirrer Pipets | This test is also intended for use in screening blood donors when the test is read and interpreted with the ASiManager-AT. | US FDA |  | K851504 |  |  | US FDA
9005000 | ASI RPR Card Test | Arlington Scientific, Inc. | Springville, UT | 5000 Tests/Kit | 2 - 8 ⁰C |  | Plasma Serum | Each Kit contains: * 10 x 9.0 mL RPR Carbon Antigen * 5 x 2.0 mL Reactive Control * 5 x 2.0 mL Weak Reactive Control * 5 x 2.0 mL Nonreactive control * 1 0- 3mL Dropping bottle * 1 0- 20g Dispensing Needle (60 drops/mL) * 500 RPR Test card (10- well) * 350 - RPR Test Card (15-well) * 175 RPR Test card (30 well) * 5000 - 0.05 mL Disposable Stirrer Pipets | This test is also intended for use in screening blood donors when the test is read and interpreted with the ASiManager-AT. | US FDA |  | K851504 |  |  | US FDA
90010000 | ASI RPR Card Test | Arlington Scientific, Inc. | Springville, UT | 10000 Tests/Kit | 2 - 8 ⁰C |  | Plasma Serum | Each Kit contains: * 20 x 9.0 mL RPR Carbon Antigen * 5.0 mL Reactive Control * 5.0 mL Weak Reactive Control * 5.0 mL Nonreactive control * 1 0- 3mL Dropping bottle * 1 0- 20g Dispensing Needle (60 drops/mL) * 675 - RPR Test Card (15-well) * 350 RPR Test card (30 well) * 10000 - 0.05 mL Disposable Stirrer Pipets | This test is also intended for use in screening blood donors when the test is read and interpreted with the ASiManager-AT. | US FDA |  | K851504 |  |  | US FDA
2/814 | Biotec RPR Test Kit | BIOTEC (part of Lab21 Healthcare Ltd) | Unit 29, Dreadnought Trading Estate Bridport, Dorset, DT6 5BU, UK | 100 Test/kit | 2 - 8 ⁰C | 18 Months | Serum Plasma | Each kit contains: * Carbon antigen reagent: Sufficient for 100 tests. Ready to use. * Positive Control: Ready to use. * Negative Control: Ready to use. * Disposable Test Slides: Each kit contains sufficient disposable slides for the number of tests in the kit. Each slide has 10 circles, enabling 10 tests *Disposable Pipette Stirrers (pipstirs): Each kit contains sufficient disposable pipette stirrers for the number of tests in the kit. These are double ended for use one end as a pipette and the other end as a stirrer. These are used to transfer the sample to the test slide, with one drop being equivalent to approximately 50 microliter. * Dispenser* (syringe or bottle): 1 per kit. To be used with the needle when dispensing the carbon antigen reagent. *Needle*: 1 needle per kit. To be used with the dispenser. *Instructions for use |  | USAID |  |  |  |  | EC Self-Certification
2/815 | Biotec RPR Test Kit | BIOTEC (part of Lab21 Healthcare Ltd) | Unit 29, Dreadnought Trading Estate Bridport, Dorset, DT6 5BU, UK | 150 Tests/kit | 2 - 8 ⁰C | 18 Months | Serum Plasma | Each kit contains: * Carbon antigen reagent: Sufficient for 150 tests. Ready to use. * Positive Control: Ready to use. * Negative Control: Ready to use. * Disposable Test Slides: Each kit contains sufficient disposable slides for the number of tests in the kit. Each slide has 10 circles, enabling 10 tests *Disposable Pipette Stirrers (pipstirs): Each kit contains sufficient disposable pipette stirrers for the number of tests in the kit. These are double ended for use one end as a pipette and the other end as a stirrer. These are used to transfer the sample to the test slide, with one drop being equivalent to approximately 50 microliter. * Dispenser* (syringe or bottle): 1 per kit. To be used with the needle when dispensing the carbon antigen reagent. *Needle*: 1 needle per kit. To be used with the dispenser. *Instructions for use |  | USAID |  |  |  |  | EC Self-Certification
2/818 | Biotec RPR Test Kit | BIOTEC (part of Lab21 Healthcare Ltd) | Unit 29, Dreadnought Trading Estate Bridport, Dorset, DT6 5BU, UK | 500 Tests/kit | 2 - 8 ⁰C | 18 Months | Serum Plasma | Each kit contains: * Carbon antigen reagent: Sufficient for 500 tests. Ready to use. * Positive Control: Ready to use. * Negative Control: Ready to use. * Disposable Test Slides: Each kit contains sufficient disposable slides for the number of tests in the kit. Each slide has 10 circles, enabling 10 tests *Disposable Pipette Stirrers (pipstirs): Each kit contains sufficient disposable pipette stirrers for the number of tests in the kit. These are double ended for use one end as a pipette and the other end as a stirrer. These are used to transfer the sample to the test slide, with one drop being equivalent to approximately 50 microliter. * Dispenser* (syringe or bottle): 1 per kit. To be used with the needle when dispensing the carbon antigen reagent. *Needle*: 1 needle per kit. To be used with the dispenser. *Instructions for use |  | USAID |  |  |  |  | EC Self-Certification
SYRPR025 | Fortress RPR Carbon Antigen Card Test | Fortress Diagnostics Limited | Unit 2C Antrim Technology Park, Antrim, BT41 1QS (United Kingdom) | 25 Tests | 2 - 8 ⁰C | 18 months | Plasma Serum | Each kit Contains: RPR Carbon Antigen – 1 x 0.5 mL Positive Control – 1 x 0.5 mL Negative Control – 1 x 0.5 mL Disposable Needle 16 l – 1 Dispensing Bottle - 1 Disposable Test Cards – 3 Pipette/Stirrers - 25 |  | USAID |  |  |  |  | EC Self-Certification
SYRPR050 | Fortress RPR Carbon Antigen Card Test | Fortress Diagnostics Limited | Unit 2C Antrim Technology Park, Antrim, BT41 1QS (United Kingdom) | 50 Tests | 2 - 8 ⁰C | 18 months | Plasma Serum | Each Kit Contains: RPR Carbon Antigen – 1 x 1.0 mL Positive Control – 1 x 0.5 mL Negative Control – 1 x 0.5 mL Disposable Needle 16 l – 1 Dispensing Bottle - 1 Disposable Test Cards – 5 Pipette/Stirrers - 50 |  | USAID |  |  |  |  | EC Self-Certification
SYRPR100 | Fortress RPR Carbon Antigen Card Test | Fortress Diagnostics Limited | Unit 2C Antrim Technology Park, Antrim, BT41 1QS (United Kingdom) | 100 Tests | 2 - 8 ⁰C | 18 months | Plasma Serum | Each Kit Contains: RPR Carbon Antigen – 1 x 2.0 mL Positive Control – 1 x 0.5 mL Negative Control – 1 x 0.5 mL Disposable Needle 16 l – 1 Dispensing Bottle - 1 Disposable Test Cards – 10 Pipette/Stirrers - 100 |  | USAID |  |  |  |  | EC Self-Certification
SYRPR500 | Fortress RPR Carbon Antigen Card Test | Fortress Diagnostics Limited | Unit 2C Antrim Technology Park, Antrim, BT41 1QS (United Kingdom) | 500 Tests | 2 - 8 ⁰C | 18 months | Plasma Serum | Each Kit Contains: RPR Carbon Antigen – 2 x 5.0 mL Positive Control – 1 x 1.0 mL Negative Control – 1 x 1.0 mL Disposable Needle 16 l – 1 Dispensing Bottle - 1 Disposable Test Cards – 50 Pipette/Stirrers - 500 |  | USAID |  |  |  |  | EC Self-Certification
06FK10 | Bioline Syphilis 3.0 | Abbott Diagnostics Korea Inc. | 65, Borahagal-ro, Giheung-gu, Yongin-si, Gyeonggi-do, 17099, Republic of Korea | 30 Tests/Kit | 2-30 oC | 24 Months | Serum Plasma Whole blood | Each kit contains: * 30 Tests devices with dessicant in individual foil pouches * 1 Assay Diluent Bottle (4 mL/vial) * 30 Capillary pipettes (20 uL) option * 30 Sterile lancets option * 30 Alcohol swabs option * 1 Instructions for Use |  | USAID |  | TE 00774.01 |  |  | CE Self-Certification
06FK11 | Bioline Syphilis 3.0 | Abbott Diagnostics Korea Inc. | 65, Borahagal-ro, Giheung-gu, Yongin-si, Gyeonggi-do, 17099, Republic of Korea | 100 (10 x 10 Tests/Kit) | 2-30 oC | 24 Months | Serum Plasma Whole blood | Each kit contains: * 10 x 10 Multi-device tests with desiccant in individual foil pouch * 2 Assay Diluent Bottle (8.5 mL/vial) * 100 Capillary pipettes (20 uL) option * 1 Instructions for Use [Note: only for Haiti, manufacturer includes capillary pipetes] |  | USAID |  | TE 00774.00 |  |  | CE Self-Certification
| Syphilis Total Ab Confirmatory Assay (SEE COMMENTS) | Diagnostic BioProbes S.r.l. (DiaPro) |  | 96 Tests |  |  |  |  | This product is approved for procurement for NIGERIA ONLY. This is a special approval from USAID. | USAID
CGXMTB-RIF-50 | Xpert® MTB/RIF kit | Cepheid |  | 50 Tests | 2-28oC | 12 Months | Sputum |  | To be used with GeneXpert System | UNKNOWN
7D2741 | Determine™ TB LAM Ag | Abbott Diagnostics Scarborough Inc D/B/A Alere Scarborough Inc | 10 Southgate Road, Scarborough, ME 0474 USA | 25 Tests | 2-30 ⁰C | 17 months | Urine | Each kit contains: * 25 Determine TB LAM Ag Tests * 1 Determine TB LAM Ag Reference Card * 1 Determine TB LAM Ag IFU | This product was added to the Eligible list (NOV 2019) at the request of USAID and based on TB Working Group publication. This product will undergo post-shipment testing. Updated 07 Oct 2020 to reflect rebranding (TE 00776.00) | USAID (WHO TB WG) |  |  |  |  | CE-mark
ZKM2-E | ZIKV Detect™ 2.0 IgM Capture ELISA Kit | InBios International Inc. | 307 Westlake Ave N, Suite 300 Seattle, WA 98109 USA | 1 plate/ 96 wells | 2 - 8 ⁰C | 9 months | Serum | Each Kit contains 1. Coated Microtiter Test Strips for IgM (1 plate containing twelve 1x8 strips for human IgM) 2. ZIKV IgM Negative Control (1x50µL) 3. ZIKV IgM Positive Control (1x50µL) 4. ZIKV Sample Dilution Buffer (1x25mL) 5. Ready-To-Use ZIKV Recombinant Antigen for IgM (1x3mL): 6. Cross-reactive Control Antigen for ZIKV IgM (1x3mL) 7. Normal Cell Antigen for ZIKV IgM (1x3mL) 8. Ready-To-Use Secondary Antibody (1x9mL) 9. 100X Conjugate for ZIKV IgM (1x150µL) 10. Conjugate Diluent for ZIKV (1x9mL) 11. 10X Wash Buffer (1x120mL) 12. Liquid TMB Substrate (1x12mL) 13. Stop Solution (1x9mL) | Requires microplate reader | US FDA |  |  |  |  | US FDA | ICOSAN: International Ltda. Cr. 20 No. 169-25, or World Trade Center, Calle 100 # 8A-37, Torre A, Of. 703 Bogotá D.C. Colombia
HCG-U23 | EGENS One Step HCG Urine Pregnancy Test Kit (Casette) | SUPPLIED BY: IDA FOUNDATION Manufactured by: Nantong Egens Biotechnology Co. Ltd. | Nantong Egens Biotechnology Co. Ltd. Building 15, Building 12 (west) No. 1692 Xinghu Avenue Nantong Economy & Technology Development Zone 226010 Nantong People’s Republic of China | Packaged in individual sealed pouches (50 per box) | 4 - 30 ⁰C | 36 Months | Urine |  | This product was originally evaluated as part of GHSC-PSM-2017-T03-MG-OTH-10036353 and found to meet product quality requirements. | USAID |  | TE 00129 |  |  | US FDA 510K
A10-11+ | Core HCG Pregnancy Test (Midstream) | SUPPLIED BY: IMRES Manufactured by: Core Technology Co., Ltd | Core Technology Co., Ltd. Room 100, C Building, No. 29 Life Park Road, Changping District, Beijing, PR China | 50 tests | 2 - 30 ⁰C: Do Not Freeze | 36 Months | Urine | Each kit contains: * 50 tests * IFU *50 urine collection cups | This product was originally evaluated as part of GHSC-PSM-2017-T03-MG-OTH-10036353 and found to meet product quality requiremetns, but not RFQ requirements. TE 00131.01 evaluated a pregnancy test kit that meets the RFQ requirements. | USAID |  | TE 00131 |  |  | CE-mark
HGC11-A-urine (bx 50) | Blue Cross One Step HCG Urine Pregnancy Test (Test Strip) | SUPPLIED BY: MEG Manufactured by: Blue Cross Bio-Medical (Beijing) co, LTD, | Blue Cross Bio-Medical (Beijing) co, LTD, Beiqijia Industry Zone, Changping District, 102209 Beijing, China | Packaged in individual sealed pouches (50 per box) | 2 - 30 ⁰C | 36 Months | Urine | Each kit contains: • 50 HCG urine p regnancy test strips (width 2.5 mm) • Instructions for use | This product does not contain a urine cup. Supplier is able to add urine cups as needed. | USAID |  | TE 00132 |  |  | CE-mark
HGC11-A-urine (bx 100) | Blue Cross One Step HCG Urine Pregnancy Test (Test Strip) | SUPPLIED BY: MEG Manufactured by: Blue Cross Bio-Medical (Beijing) co, LTD, | Blue Cross Bio-Medical (Beijing) co, LTD, Beiqijia Industry Zone, Changping District, 102209 Beijing, China | Packaged in individual sealed pouches (100 per box) | 2 - 30 ⁰C | 36 Months | Urine | Each kit contains: • 100 HCG urine p regnancy test strips (width 2.5 mm) • Instructions for use | This product does not contain a urine cup. Supplier is able to add urine cups as needed. | USAID |  | TE 00132 |  |  | CE-mark
OD376 | VISITECT® CD4 Advanced Disease | Omega Diagnostics Limited | Hillfoots Business Village, Alva, FK12 5DQ Scotland, United Kingdom | 25 Test/kit | 2 - 30 oC. Do not Freeze | 12 months | Whole Blood | Each kit contains: 25 Test Devices in Foil Pouch + Dessicant 1 * 7 mL Bottle Buffer 25 Sampling Devices 25 Sterile retractable lancets 25 Alcohol swabs 1 Job aid for venous whole blood speciments 1 Job Aid for capillary whole blood specimens 1 Instruction for use | The CD4 business of Omega Diagnostics has been acquired by AccuBio Limited as reported by AccuBio in August 2022. | WHO PQ |  | PQDx 0384-077-00 August 2020, v1.0 |  |  | ROW |  |  | Nigeria specific part number: OD376N
K20SUK-TFN | DBS Kit | LabMate (PTY) Ltd. | Unit 11, South Cape Industrial Park, 17-19 Leo Road, Diep River, South Africa 7800 | 20 Tests/Kit | below 35 °C | 24 Months | capillary blood | Each kit contains: 1. 20 TFN DBS cards 2. 20 Glassine envelope 3. 60 1g sachets of silica gel with methyl violet indicator; vacuum packed 4. 20 Humidity indicator card (spots for 20%, 30%, 40%), vacuum packed 5. 20 Resealable, gas-impermeable bag 6. 20 White, self-adhesive, freezer label 7. 40 Powder free examination gloves – medium size (carries 2 glove brands) 8. 20 Lancet retractable, 2 mm long/depth x 1.5 mm wide blade 9. 20 Gauze swabs – 8 ply 10. 20 Alcohol swabs 11. 20 Adhesive bandage 12. 100 Plastic, graduated capillary tubes, K2EDTA coated 13. 1 Drying rack 14. DBS instruction for use (2 sheets) | (updates: gloves+labeling+QMS) | USAID |  | TE 00742.01 |  |  | USAID SPECIFICATION
K20SUK-TFN-AA | DBS Kit | LabMate (PTY) Ltd. | Unit 11, South Cape Industrial Park, 17-19 Leo Road, Diep River, South Africa 7800 | 20 Tests/Kit | below 35 °C | 12 Months | capillary or venous blood | Each kit contains: 1. 20 TFN DBS cards 2. 20 Glassine envelope 3. 60 1g sachets of silica gel with methyl violet indicator; vacuum packed 4. 20 Humidity indicator card (spots for 20%, 30%, 40%), vacuum packed 5. 20 Resealable, gas-impermeable bag 6. 20 White, self-adhesive, freezer label 7. 40 Powder free examination gloves – medium size (carries 2 glove brands) 8. 20 Lancet retractable, 2 mm long/depth x 1.5 mm wide blade 9. 20 Blood collection needle with safety shield, 21 G (1-1.5 inches or 2.54-3.8 cm) 10. 20 Vacuum blood collection tube, K2EDTA, 4 mL volume 11. 20 Holder for the needle 12. 20 Tourniquet 13. 20 Gauze swab – 8 ply 14. 20 Alcohol swab 15. 20 Adhesive bandage 16. 100 Plastic, graduated capillary tubes, K2EDTA coated 17. 1 Drying rack 18. DBS instruction for use (2 sheets) | (updates: gloves+labeling+QMS) | USAID |  | TE 00743.01 |  |  | USAID SPECIFICATION
K20SUK-TFN-PVBS | DBS Kit | LabMate (PTY) Ltd. | Unit 11, South Cape Industrial Park, 17-19 Leo Road, Diep River, South Africa 7800 | 20 Tests/Kit | below 35 °C | 12 Months | capillary or venous blood | Each kit contains: 1. 20 TFN DBS cards 2. 20 Glassine envelope 3. 60 1g sachets of silica gel with methyl violet indicator; vacuum packed 4. 20 Humidity indicator card (spots for 20%, 30%, 40%), vacuum packed 5. 20 Resealable, gas-impermeable bag 6. 20 White, self-adhesive, freezer label 7. 40 Powder free examination gloves – medium size (carries 2 glove brands) 8. 20 Lancet retractable, 2 mm long/depth x 1.5 mm wide blade 9. 20 Winged Blood collection needle, 23 G x 0.75-inch needle with 12-inch tubing 10. 20 Vacuum blood collection tube, K2EDTA, 2 mL volume 11. 20 Holder for the needle 12. 20 Tourniquet 13. 20 Gauze swab – 8 ply 14. 20 Alcohol swab 15. 20 Adhesive bandage 16. 100 Plastic, graduated capillary tubes, K2EDTA coated 17. 1 Drying rack 18. DBS instruction for use (2 sheets) | (updates: gloves+labeling+QMS) | USAID |  | TE 00744.01 |  |  | USAID SPECIFICATION
K50SUK-TFN | DBS Kit | LabMate (PTY) Ltd. | Unit 11, South Cape Industrial Park, 17-19 Leo Road, Diep River, South Africa 7800 | 50 Tests/Kit | below 35 °C | 24 Months | capillary blood | Each kit contains: 1. 50 TFN DBS cards 2. 50 Glassine envelope 3. 150 1g sachets of silica gel with methyl violet indicator; vacuum packed 4. 50 Humidity indicator card (spots for 20%, 30%, 40%), vacuum packed 5. 50 Resealable, gas-impermeable bag 6. 50 White, self-adhesive, freezer label 7. 100 Powder free examination gloves – medium size (carries 2 glove brands) 8. 50 Lancet retractable, 2 mm long/depth x 1.5 mm wide blade 9. 50 Gauze swab – 8 ply 10. 50 Alcohol swab 11. 50 Adhesive bandage 12. 250 Plastic, graduated capillary tubes, K2EDTA coated 13. 2 Drying rack 14. DBS instruction for use (2 sheets) | (updates: gloves+labeling+QMS) | USAID |  | TE 00745.01 |  |  | USAID SPECIFICATION
K50SUK-TFN-AA | DBS Kit | LabMate (PTY) Ltd. | Unit 11, South Cape Industrial Park, 17-19 Leo Road, Diep River, South Africa 7800 | 50 Tests/Kit | below 35 °C | 12 Months | capillary or venous blood | Each kit contains: 1. 50 TFN DBS cards 2. 50 Glassine envelope 3. 150 1g sachets of silica gel with methyl violet indicator; vacuum packed 4. 50 Humidity indicator card (spots for 20%, 30%, 40%), vacuum packed 5. 50 Resealable, gas-impermeable bag 6. 50 White, self-adhesive, freezer label 7. 100 Powder free examination gloves – medium size (carries 2 glove brands) 8. 50 Lancet retractable, 2 mm long/depth x 1.5 mm wide blade 9. 50 Blood collection needle with safety shield, 21 G (1-1.5 inches or 2.54-3.8 cm) 10. 50 Vacuum blood collection tube, K2EDTA, 4 mL volume 11. 50 Holder for the needle 12. 50 Tourniquet 13. 50 Gauze swab – 8 ply 14. 50 Alcohol swab 15. 50 Adhesive bandage 16. 250 Plastic, graduated capillary tubes, K2EDTA coated 17. 2 Drying rack 18. DBS instruction for use (2 sheets) | (updates: gloves+labeling+QMS) | USAID |  | TE 00746.01 |  |  | USAID SPECIFICATION
K50SUK-TFN-PVBS | DBS Kit | LabMate (PTY) Ltd. | Unit 11, South Cape Industrial Park, 17-19 Leo Road, Diep River, South Africa 7800 | 50 Tests/Kit | below 35 °C | 12 Months | capillary or venous blood | Each kit contains: 1. 50 TFN DBS cards 2. 50 Glassine envelope 3. 150 1g sachets of silica gel with methyl violet indicator; vacuum packed 4. 50 Humidity indicator card (spots for 20%, 30%, 40%), vacuum packed 5. 50 Resealable, gas-impermeable bag 6. 50 White, self-adhesive, freezer label 7. 100 Powder free examination gloves – medium size (carries 2 glove brands) 8. 50 Lancet retractable, 2 mm long/depth x 1.5 mm wide blade 9. 50 Winged Blood collection needle, 23 G x 0.75-inch needle with 12-inch tubing 10. 50 Vacuum blood collection tube, K2EDTA, 2 mL volume 11. 50 Holder for the needle 12. 50 Tourniquet 13. 50 Gauze swab – 8 ply 14. 50 Alcohol swab 15. 50 Adhesive bandage 16. 250 Plastic, graduated capillary tubes, K2EDTA coated 17. 2 Drying rack 18. DBS instruction for use (2 sheets) | (updates: gloves+labeling+QMS) | USAID |  | TE 00747.01 |  |  | USAID SPECIFICATION
K20SUK-903 | DBS Kit | LabMate (PTY) Ltd. | Unit 11, South Cape Industrial Park, 17-19 Leo Road, Diep River, South Africa 7800 | 20 Tests/Kit | below 35 °C | 24 Months | capillary blood | Each kit contains: 1. 20 Whatman 903 DBS cards 2. 20 Glassine envelope 3. 60 1g sachets of silica gel with methyl violet indicator; vacuum packed 4. 20 Humidity indicator card (spots for 20%, 30%, 40%), vacuum packed 5. 20 Resealable, gas-impermeable bag 6. 20 White, self-adhesive, freezer label 7. 40 Powder free examination gloves – medium size (carries 2 glove brands) 8. 20 Lancet retractable, 2 mm long/depth x 1.5 mm wide blade 9. 20 Gauze swab – 8 ply 10. 20 Alcohol swab 11. 20 Adhesive bandage 12. 100 Plastic, graduated capillary tubes, K2EDTA coated 13. 1 Drying rack 14. DBS instruction for use (2 sheets) | (updates: gloves+labeling+QMS) | USAID |  | TE 00748.01 |  |  | USAID SPECIFICATION
K20SUK-903-AA | DBS Kit | LabMate (PTY) Ltd. | Unit 11, South Cape Industrial Park, 17-19 Leo Road, Diep River, South Africa 7800 | 20 Tests/Kit | below 35 °C | 12 Months | capillary or venous blood | Each kit contains: 1. 20 Whatman 903 DBS cards 2. 20 Glassine envelope 3. 60 1g sachets of silica gel with methyl violet indicator; vacuum packed 4. 20 Humidity indicator card (spots for 20%, 30%, 40%), vacuum packed 5. 20 Resealable, gas-impermeable bag 6. 20 White, self-adhesive, freezer label 7. 40 Powder free examination gloves – medium size (carries 2 glove brands) 8. 20 Lancet retractable, 2 mm long/depth x 1.5 mm wide blade 9. 20 Blood collection needle with safety shield, 21 G (1-1.5 inches or 2.54-3.8 cm) 10. 20 Vacuum blood collection tube, K2EDTA, 4 mL volume 11. 20 Holder for the needle 12. 20 Tourniquet 13. 20 Gauze swab – 8 ply 14. 20 Alcohol swab 15. 20 Adhesive bandage 16. 100 Plastic, graduated capillary tubes, K2EDTA coated 17. 1 Drying rack 18. DBS instruction for use (2 sheets) | (updates: gloves+labeling+QMS) | USAID |  | TE 00749.01 |  |  | USAID SPECIFICATION
K20SUK-903-PVBS | DBS Kit | LabMate (PTY) Ltd. | Unit 11, South Cape Industrial Park, 17-19 Leo Road, Diep River, South Africa 7800 | 20 Tests/Kit | below 35 °C | 12 Months | capillary or venous blood | Each kit contains: 1. 20 Whatman 903 DBS cards 2. 20 Glassine envelope 3. 60 1g sachets of silica gel with methyl violet indicator; vacuum packed 4. 20 Humidity indicator card (spots for 20%, 30%, 40%), vacuum packed 5. 20 Resealable, gas-impermeable bag 6. 20 White, self-adhesive, freezer label 7. 40 Powder free examination gloves – medium size (carries 2 glove brands) 8. 20 Lancet retractable, 2 mm long/depth x 1.5 mm wide blade 9. 20 Winged Blood collection needle, 23 G x 0.75-inch needle with 12-inch tubing 10. 20 Vacuum blood collection tube, K2EDTA, 2 mL volume 11. 20 Holder for the needle 12. 20 Tourniquet 13. 20 Gauze swab – 8 ply 14. 20 Alcohol swab 15. 20 Adhesive bandage 16. 100 Plastic, graduated capillary tubes, K2EDTA coated 17. 1 Drying rack 18. DBS instruction for use (2 sheets) | (updates: gloves+labeling+QMS) | USAID |  | TE 00750.01 |  |  | USAID SPECIFICATION
K50SUK-903 | DBS Kit | LabMate (PTY) Ltd. | Unit 11, South Cape Industrial Park, 17-19 Leo Road, Diep River, South Africa 7800 | 50 Tests/Kit | below 35 °C | 24 Months | capillary blood | Each kit contains: 1. 50 Whatman 903 DBS cards 2. 50 Glassine envelope 3. 150 1g sachets of silica gel with methyl violet indicator; vacuum packed 4. 50 Humidity indicator card (spots for 20%, 30%, 40%), vacuum packed 5. 50 Resealable, gas-impermeable bag 6. 50 White, self-adhesive, freezer label 7. 100 Powder free examination gloves – medium size (carries 2 glove brands) 8. 50 Lancet retractable, 2 mm long/depth x 1.5 mm wide blade 9. 50 Gauze swab – 8 ply 10. 50 Alcohol swab 11. 50 Adhesive bandage 12. 250 Plastic, graduated capillary tubes, K2EDTA coated 13. 2 Drying rack 14. DBS instruction for use (2 sheets) | (updates: gloves+labeling+QMS) | USAID |  | TE 00751.01 |  |  | USAID SPECIFICATION
K50SUK-903-AA | DBS Kit | LabMate (PTY) Ltd. | Unit 11, South Cape Industrial Park, 17-19 Leo Road, Diep River, South Africa 7800 | 50 Tests/Kit | below 35 °C | 12 Months | capillary or venous blood | Each kit contains: 1. 50 Whatman 903 DBS cards 2. 50 Glassine envelope 3. 150 1g sachets of silica gel with methyl violet indicator; vacuum packed 4. 50 Humidity indicator card (spots for 20%, 30%, 40%), vacuum packed 5. 50 Resealable, gas-impermeable bag 6. 50 White, self-adhesive, freezer label 7. 100 Powder free examination gloves – medium size (carries 2 glove brands) 8. 50 Lancet retractable, 2 mm long/depth x 1.5 mm wide blade 9. 50 Blood collection needle with safety shield, 21 G (1-1.5 inches or 2.54-3.8 cm) 10. 50 Vacuum blood collection tube, K2EDTA, 4 mL volume 11. 50 Holder for the needle 12. 50 Tourniquet 13. 50 Gauze swab – 8 ply 14. 50 Alcohol swab 15. 50 Adhesive bandage 16. 250 Plastic, graduated capillary tubes, K2EDTA coated 17. 2 Drying rack 18. DBS instruction for use (2 sheets) | (updates: gloves+labeling+QMS) | USAID |  | TE 00752.01 |  |  | USAID SPECIFICATION
K50SUK-903-PVBS | DBS Kit | LabMate (PTY) Ltd. | Unit 11, South Cape Industrial Park, 17-19 Leo Road, Diep River, South Africa 7800 | 50 Tests/Kit | below 35 °C | 12 Months | capillary or venous blood | Each kit contains: 1. 50 Whatman 903 DBS cards 2. 50 Glassine envelope 3. 150 1g sachets of silica gel with methyl violet indicator; vacuum packed 4. 50 Humidity indicator card (spots for 20%, 30%, 40%), vacuum packed 5. 50 Resealable, gas-impermeable bag 6. 50 White, self-adhesive, freezer label 7. 100 Powder free examination gloves – medium size (carries 2 glove brands) 8. 50 Lancet retractable, 2 mm long/depth x 1.5 mm wide blade 9. 50 Winged Blood collection needle, 23 G x 0.75-inch needle with 12-inch tubing 10. 50 Vacuum blood collection tube, K2EDTA, 2 mL volume 11. 50 Holder for the needle 12. 50 Tourniquet 13. 50 Gauze swab – 8 ply 14. 50 Alcohol swab 15. 50 Adhesive bandage 16. 250 Plastic, graduated capillary tubes, K2EDTA coated 17. 2 Drying rack 18. DBS instruction for use (2 sheets) | (updates: gloves+labeling+QMS) | USAID |  | TE 00753.01 |  |  | USAID SPECIFICATION
08N45-090 | Alinity m HIV-1 AMP Kit | Abbott Molecular Inc. | 1300 East Touhy Avenue, Des Plaines, IL 60018, USA | 192 Tests | 2 - 8 °C | 9 months | Plasma | Each kit contains: 4 trays/48 tests each Alinity m HIV-1 AMP Tray 1 4 trays/48 tests each Alinity m HIV-1 AMP Tray 2 | Required instrument: Alinity m System Added based on US CDC approval. GHSC-QA approval is ONLY for quantitative viral load monitoring purposes until the product is WHO PQed. | USAID (CDC) |  | TE 00867.00 |  |  | CE-mark
08N45-080 | Alinity m HIV-1 CTRL Kit | Abbott Molecular Inc. | 1300 East Touhy Avenue, Des Plaines, IL 60018, USA | 12 tubes x 1.15 mL each of 3 controls | -15 to -25 °C | 12 months | Plasma | Each kit contains: 12 tubes x 1.15 mL Alinity m HIV-1 Negative CTRL 12 tubes x 1.15 mL Alinity m HIV-1 Low Positive CTRL 12 tubes x 1.15 mL Alinity m HIV-1 High Positive CTRL | Required instrument: Alinity m System Added based on US CDC approval. GHSC-QA approval is ONLY for quantitative viral load monitoring purposes until the product is WHO PQed. | USAID (CDC) |  | TE 00867.00 |  |  | CE-mark
08N45-070 | Alinity m HIV-1 CAL Kit | Abbott Molecular Inc. | 1300 East Touhy Avenue, Des Plaines, IL 60018, USA | 4 tubes x 1.95 mL each of 2 calibrators | -15 to -25 °C | 11 months | Plasma | Each kit contains: 4 tubes x 1.95 mL Alinity m HIV CAL A 4 tubes x 1.95 mL Alinity m HIV CAL B | Required instrument: Alinity m System Added based on US CDC approval. GHSC-QA approval is ONLY for quantitative viral load monitoring purposes until the product is WHO PQed. | USAID (CDC) |  | TE 00867.00 |  |  | CE-mark
07000995190 | COBAS HIV-1 | Roche Diagnostics GmbH | Sandhofer Strasse 116, Mannheim, 68305 Germany | 96 tests | 2-8 °C | 18 months | Plasma, PSC | Each kit contains: * 96 test cassettes * 1 x 13 mL vessel Proteinase Solution (PASE) * 1 x 13 mL vessel RNA Quantitation Standard (RNA-QS) * 1 x 13 mL vessel Elution Buffer (EB) * 1 x 5.5 mL vessel Master Mix Reagent 1 (MMX-R1) * 1 x 6 mL vessel HIV-1 Master Mix Reagent 2 (HIV-1 MMX-R2) | Instrumentation required: cobas 8800 system (05524245001, 06379672001, 06379664001, 05412722001) | WHO PQ | 2020-10-01 | TE 00867.00 |  |  | CE-mark
06997767190 | COBAS HBV/HCV/HIV-1 Control Kit | Roche Diagnostics GmbH | Sandhofer Strasse 116, Mannheim, 68305 Germany | 16 vials | 2-8 °C | 18 months |  | Kit contains: * 8 vials x 0.65 mL HBV/HCV/HIV-1 Low positive control (HBV/HCV/HIV-1 L(+)C) * 8 vials x 0.65 mL HBV/HCV/HIV-1 High positive control (HBV/HCV/HIV-1 H(+)C) |  | WHO PQ | 2020-10-01 | PQDx 0365-118-00 October 2020, v2 |  |  | CE-mark
07002220190 | COBAS NHP Negative Control Kit | Roche Diagnostics GmbH | Sandhofer Strasse 116, Mannheim, 68305 Germany | 16 vials | 2-8 °C |  |  | Each kit contains: * 16 x 1 mL Normal Human Plasma Negative Control |  | WHO PQ | 2020-10-01 | PQDx 0365-118-00 October 2020, v2 |  |  | CE-mark
06997546190 | COBAS Omni Reagents for Sample Preparation | Roche Diagnostics GmbH | Sandhofer Strasse 116, Mannheim, 68305 Germany | 480 Tests/Kit | 2-8 °C |  |  | Each kit contains: * 480 tests cobas omni MGP Reagent (MGP) * 4 x 875 mL cobas omni Specimen Diluent (SPEC DIL) * 4 x 875 mL cobas omni Lysis Reagent (LYS) * 4.2 L cobas omni Wash Reagent (WASH) |  | WHO PQ | 2020-10-01 | PQDx 0365-118-00 October 2020, v2 |  |  | CE-mark
08064695190 | COBAS Specimen Pre-Extraction Reagent (SPER) | Roche Diagnostics GmbH | Sandhofer Strasse 116, Mannheim, 68305 Germany | 15 vessels | 2-8 °C |  |  | Each kit contains: * 15 x 40 mL cobas Specimen Pre-Extraction Reagent (SPER) |  | WHO PQ | 2020-10-01 | PQDx 0365-118-00 October 2020, v2 |  |  | CE-mark
120FRC25 | First Response HIV1+2/Syphilis Combo Card Test | Premier Medical Corporation Private Limited | Sarigam, Gujarat, India | 25 tests | 4-30 °C | 24 months | serum, plasma, venous or capillary blood | Each kit contains: * 25 test device pouches containing 1 test device and 1 desiccant * 25 specimen transfer devices * 1 x 2.5 mL Assay buffer bottle * 25 sterile twist lancets * 25 alcohol swabs * 1 IFU |  | WHO PQ | 2020-02-01 | PQDx 0364-010-00 February 2020, v2 |  |  | ROW
120FRC30 | First Response HIV1+2/Syphilis Combo Card Test | Premier Medical Corporation Private Limited | Sarigam, Gujarat, India | 30 tests | 4-30 °C | 24 months | serum, plasma, venous or capillary blood | Each kit contains: * 30 test device pouches containing 1 test device and 1 desiccant * 30 specimen transfer devices * 1 x 2.5 mL Assay buffer bottle * 30 sterile twist lancets * 30 alcohol swabs * 1 IFU |  | WHO PQ | 2020-02-01 | PQDx 0364-010-00 February 2020, v2 |  |  | ROW
120FRC50 | First Response HIV1+2/Syphilis Combo Card Test | Premier Medical Corporation Private Limited | Sarigam, Gujarat, India | 50 tests | 4-30 °C | 24 months | serum, plasma, venous or capillary blood | Each kit contains: * 50 test device pouches containing 1 test device and 1 desiccant * 50 specimen transfer devices * 2 x 2.5 mL Assay buffer bottle * 50 sterile twist lancets * 50 alcohol swabs * 1 IFU |  | WHO PQ | 2020-02-01 | PQDx 0364-010-00 February 2020, v2 |  |  | ROW
120FRC60 | First Response HIV1+2/Syphilis Combo Card Test | Premier Medical Corporation Private Limited | Sarigam, Gujarat, India | 60 tests | 4-30 °C | 24 months | serum, plasma, venous or capillary blood | Each kit contains: * 60 test device pouches containing 1 test device and 1 desiccant * 60 specimen transfer devices * 4 x 2.5 mL Assay buffer bottle * 60 sterile twist lancets * 60 alcohol swabs * 1 IFU |  | WHO PQ | 2020-02-01 | PQDx 0364-010-00 February 2020, v2 |  |  | ROW
120FRC100 | First Response HIV1+2/Syphilis Combo Card Test | Premier Medical Corporation Private Limited | Sarigam, Gujarat, India | 100 tests | 4-30 °C | 24 months | serum, plasma, venous or capillary blood | Each kit contains: * 100 test device pouches containing 1 test device and 1 desiccant * 100 specimen transfer devices * 4 x 2.5 mL Assay buffer bottle * 100 sterile twist lancets * 100 alcohol swabs * 2 IFU |  | WHO PQ | 2020-02-01 | PQDx 0364-010-00 February 2020, v2 |  |  | ROW
06997732190 | COBAS HCV (HCV96 test cassette) | Roche Diagnostics GmbH | Sandhofer Strasse 116, Mannheim, 68305 Germany | 96 tests | 2-8 °C |  | Plasma, serum | Each test contains: * 13 mL vessel x 1 Proteinase Solution (PASE) * 13 mL vessel x 1 RNA Quantitation Standard (RNA-QS) * 13 mL vessel x 1 Elution Buffer (EB) * 5.5 ml vessel x 1 Reagent 1 (MMX-R1) Manganese acetate * 6 mL vessel x 1 Mix Reagent 2 (HCV MMX-R2) Tricine buffer | For use with cobas 6800/8800 system | WHO PQ | 2021-03-01 | PQDx 0465-118-00 | 2021-03-01 | v1.0 | CE-mark
P108FRC25 | First Response Syphilis Anti-TP Card Test | Premier Medical Corporation Private Limited | A1-302, GIDC, Sarigam 396 155, Valsad, Gujarat, India and 32-35A, Shree Ganesh Industrial Estate, Kachigam, Nani Daman, Daman 396215, India | 25 tests | 4-30 °C | 24 months | Plasma, serum, capillary or venous whole blood | Each kit contains: * 25 Test device pouch containing 1 test device and 1 desiccant * 25 Specimen transfer devices * 2.5 ml x 1 Assay buffer bottle * 25 Sterile twist lancets * 25 Alcohol swabs * 1 IFU |  | WHO PQ | 2021-01-01 | PQDx 0471-010-00 January 2021, v1.0 |  |  | ROW
P108FRC50 | First Response Syphilis Anti-TP Card Test | Premier Medical Corporation Private Limited | A1-302, GIDC, Sarigam 396 155, Valsad, Gujarat, India and 32-35A, Shree Ganesh Industrial Estate, Kachigam, Nani Daman, Daman 396215, India | 50 tests | 4-30 °C | 24 months | Plasma, serum, capillary or venous whole blood | Each kit contains: * 50 Test device pouch containing 1 test device and 1 desiccant * 50 Specimen transfer devices * 2.5 ml x 2 Assay buffer bottle * 50 Sterile twist lancets * 50 Alcohol swabs * 1 IFU |  | WHO PQ | 2021-01-01 | PQDx 0471-010-00 January 2021, v1.0 |  |  | ROW
P108FRC100 | First Response Syphilis Anti-TP Card Test | Premier Medical Corporation Private Limited | A1-302, GIDC, Sarigam 396 155, Valsad, Gujarat, India and 32-35A, Shree Ganesh Industrial Estate, Kachigam, Nani Daman, Daman 396215, India | 100 tests | 4-30 °C | 24 months | Plasma, serum, capillary or venous whole blood | Each kit contains: * 100 Test device pouch containing 1 test device and 1 desiccant * 100 Specimen transfer devices * 2.5 ml x 4 Assay buffer bottle * 100 Sterile twist lancets * 100 Alcohol swabs * 1 IFU |  | WHO PQ | 2021-01-01 | PQDx 0471-010-00 January 2021, v1.0 |  |  | ROW
41FK11 | Panbio COVID-19 Ag Rapid Test Device (NASAL) | Abbott Rapid Diagnostics Jena GmbH | Orlaweg 1, 07743 Jena, Germany | 25 Tests | 2-30 °C | 24 months | Nasal swab | Each kit contains: * 25 tests devices (individually in a foil pouch with desiccant) * 1 x 9 mL bottle buffer * 25 extraction tubes * 25 extraction caps * 1 positive control swab * 1 negative control swab * 25 sterilized nasal swabs for specimen collection * 1 tube rack * 1 quick reference guide * 1 IFU | Abbott Diagnostics Korea Inc. is the contract manufacturer of the product. | WHO PQ (EUL) | 2022-05-01 | EUL-0587-032-00 | 2022-06-01 | v6.0 | CE |  |  | Extension of shelf life to 24 months based on accelerated stability data. Real time studies are ongoing
41FK21 | Panbio COVID-19 Ag Rapid Test Device (NASAL) | Abbott Rapid Diagnostics Jena GmbH | Orlaweg 1, 07743 Jena, Germany | 25 Tests | 2-30 °C | 24 months | Nasal swab | Each kit contains: * 25 tests devices with a 2D barcode printed on the test device(individually in a foil pouch with desiccant) * 1 x 9 mL bottle buffer * 25 extraction tubes * 25 extraction caps * 1 positive control swab * 1 negative control swab * 25 sterilized nasal swabs for specimen collection * 1 tube rack * 1 quick reference guide * 1 IFU |  | WHO PQ (EUL) | 2022-05-01 | EUL-0587-032-00 | 2022-06-01 | v6.0 | CE |  |  | Addition of a new kit with reference number 41FK21 that contains test devices with a 2D barcode printed on the test device, which encodes traceability information for the product, and changes to the labelling. (20 Jan 2021).
41FK10 | Panbio COVID-19 Ag Rapid Test Device (NASOPHARYNGEAL) | Abbott Rapid Diagnostics Jena GmbH | Orlaweg 1, 07743 Jena, Germany | 25 Tests | 2-30 °C | 24 months | Nasopharyngeal swab | Each kit contains: * 25 tests devices (individually in a foil pouch with desiccant) * 1 x 9 mL bottle buffer * 25 extraction tubes * 25 extraction caps * 1 positive control swab * 1 negative control swab * 25 sterilized nasopharyngeal swabs for specimen collection * 1 tube rack * 1 quick reference guide * 1 IFU |  | WHO PQ (EUL) |  | EUL-0564-032-00 | 2021-12-01 | v4.0 | CE |  |  | Extension of shelf life to 24 months based on accelerated stability data. Real time studies are ongoing
41FK20 | Panbio COVID-19 Ag Rapid Test Device (NASOPHARYNGEAL) | Abbott Rapid Diagnostics Jena GmbH | Orlaweg 1, 07743 Jena, Germany | 25 Tests | 2-30 °C | 24 months | Nasopharyngeal swab | Each kit contains: * 25 tests devices with a 2D barcode printed on the test device (individually in a foil pouch with desiccant) * 1 x 9 mL bottle buffer * 25 extraction tubes * 25 extraction caps * 1 positive control swab * 1 negative control swab * 25 sterilized nasopharyngeal swabs for specimen collection * 1 tube rack * 1 quick reference guide * 1 IFU |  | WHO PQ (EUL) |  | EUL-0564-032-00 | 2021-12-01 | v4.0 | CE |  |  | Extension of shelf life to 24 months based on accelerated stability data. Real time studies are ongoing
09COV30D | STANDARD Q COVID-19 Ag Test | SD Biosensor, Inc | C 4th and 5th, 16 Deogyeong-daero, 1556 beon-gil Suwon-si, Geonggi-do, 16690, Republic of Korea | 25 Tests | 2-30 °C | 24 months | Nasopharyngeal swab | Each kit contains: * 25 test device (individually in a foil pouch with desiccant) * 25 extraction buffer tube with buffer * 25 nozzle cap * 25 Sterile swab * IFU |  | WHO PQ (EUL) | 2022-05-01 | EUL-0563-117-00 | 2021-01-01 | v4.0 | CE |  |  | Change of the outside packaging box in the public report to align with the approved IFU.
SS03P25 | Sure Status COVID-19 Antigen Card Test | Premier Medical Corporation Private Limited | A1-302, GIDC, Sarigam 396155. Dist. Valsad, Gujarat, India. | 25 Tests | 4-30 °C |  | Nasopharyngeal swab | Each kit contains: * 25 Individually pouched test device with desiccant * 25 Reaction buffer vial with nozzle * 3 x 3 mL Extraction buffer bottle * Desiccant * 25 Nasopharyngeal swab *1 IFU |  | WHO PQ (EUL) |  | EUL-0590-010-00 | 2021-06-01 | v1.0 | ROW
09175431190 | cobas® SARS-CoV-2 (Qualitative nucleic acid test for use on the cobas 6800/8800 Systems) | Roche Molecular Systems, Inc. | 1080 US Highway 202 South Branchburg, NJ 08876, USA | 192 tests | 2-8 °C | 12 months | Clinician-instructed self-collected nasal swab specimens (collected on site), clinician-collected nasal, nasopharyngeal and oropharyngeal swab samples, NS using cobasPCR Media Uni Swab Sample Kit, cobas PCR Media Dual Swab Sample Kit | Each kit contains: * 22.3 mL Porteinase solution (PASE) * 21. 2 mL RNA internal control (RNA IC) * 21.2 mL Elution Buffer (EB) * 7.5 mL Master Mix Reagent 1 (MMX-R1) * 9.7 mL SARS-CoV-2 Master Mix Reagent 2 (SARS-CoV-2 MMX-R2) | Required but not provided reagents/items listed in WHO EUL: cobas omni reagents for sample preparation: cobas omni MGP Reagent (P/N 06997546190), cobas omni Specimen Diluent (P/N 06997511190), cobas omni Lysis Reagent (P/N 06997538190), cobas omni Wash Reagent (P/N 06997503190) cobas Buffer Negative Control Kit (P/N 07002238190) Required instrument and software listed in WHO EUL: cobas 6800 System (Moveable Platform) (P/N 05524245001 and 06379672001) cobas 6800 System (Fixed Platform) (P/N 05524245001 and 06379664001) cobas 8800 System (P/N 05412722001) Sample Supply Module (P/N 06301037001) Instrument Gateway (P/N 06349595001) provided with the system Software: cobas 6800/8800 software and cobas SARS-CoV-2 analysis package must be installed on the instrument(s) | WHO PQ (EUL) | 2021-04-01 | EUL 0504-046-00 | 2022-06-01 | v4.0 |  |  |  | Addition of a 480 test kit format and sample pooling claims for CE-marked IFU, as well as minor edits to improve clarity for the user. Correction of regulatory version from USFDA Emergency Use Authorization to CE-mark in the public report
09343733190 | cobas® SARS-CoV-2 | Roche Molecular Systems, Inc. | 1080 US Highway 202 South Branchburg, NJ 08876, USA | 480 tests | 2-8 °C | 12 months | Clinician-instructed self-collected nasal swab specimens (collected on site), clinician-collected nasal, nasopharyngeal and oropharyngeal swab samples, NS using cobasPCR Media Uni Swab Sample Kit, cobas PCR Media Dual Swab Sample Kit | Each kit contains: * 38 mL Porteinase solution (PASE) * 38 mL RNA internal control (RNA IC) * 38 mL Elution Buffer (EB) * 14.5 mL Master Mix Reagent 1 (MMX-R1) * 17.5 mL SARS-CoV-2 Master Mix Reagent 2 (SARS-CoV-2 MMX-R2) | Required but not provided reagents/items listed in WHO EUL: cobas omni reagents for sample preparation: cobas omni MGP Reagent (P/N 06997546190), cobas omni Specimen Diluent (P/N 06997511190), cobas omni Lysis Reagent (P/N 06997538190), cobas omni Wash Reagent (P/N 06997503190) cobas Buffer Negative Control Kit (P/N 07002238190) Required instrument and software listed in WHO EUL: cobas 6800 System (Moveable Platform) (P/N 05524245001 and 06379672001) cobas 6800 System (Fixed Platform) (P/N 05524245001 and 06379664001) cobas 8800 System (P/N 05412722001) Sample Supply Module (P/N 06301037001) Instrument Gateway (P/N 06349595001) provided with the system Software: cobas 6800/8800 software and cobas SARS-CoV-2 analysis package must be installed on the instrument(s) | WHO PQ (EUL) | 2022-05-01 | EUL 0504-046-00 | 2022-06-01 | v4.0 |  |  |  | Addition of a 480 test kit format and sample pooling claims for CE-marked IFU, as well as minor edits to improve clarity for the user. Correction of regulatory version from USFDA Emergency Use Authorization to CE-mark in the public report
09175440190 | cobas® SARS-CoV-2 Control Kit | Roche Molecular Systems, Inc. | 1080 US Highway 202 South Branchburg, NJ 08876, USA | 16 tests | 2-8 °C |  |  | Each kit contains: * 1x16 mL SARS-CoV-2 Positive Control (SARS-CoV-2 (+) C) * 4 MiniRack |  | WHO PQ (EUL) | 2021-04-01 | EUL 0504-046-00 | 2022-06-01 | v4.0 | US FDA EUA version |  |  | Addition of a 480 test kit format and sample pooling claims for CE-marked IFU, as well as minor edits to improve clarity for the user. Correction of regulatory version from USFDA Emergency Use Authorization to CE-mark in the public report
09N77-090 | Abbott RealTime SARS-CoV-2 Amplification Reagent Kit | Abbott Molecular Inc. | 1300 East Touhy Avenue Des Plaines, IL 60018, USA | 96 tests | -25 to -15 °C | 18 months | OROPHARYNGEAL NASOPHARYNGEAL | Each kit contains: * 4 x 1.2 mL Abbott RealTime SARS-CoV-2 Internal Control * 4 packs X 24 tests/pack (9N77) Abbott RealTime SARS-CoV-2 Amplification Reagent Pack | Required but not provided reagents/items listed in WHO EUL: Abbott RealTime SARS-CoV-2 Control Kit (P/N 09N77-080) Abbott mSample Preparation System (P/N 06K12-24) Required instruments and software for sample prep: Abbott m2000sp instrument m2000sp software version 8.1 or higher Abbott RealTime SARS-CoV-2 Application Specification (P/N 09N77-001 or higher) Required instruments and software for amplification: Abbott m2000rt with Software version 8.1 or higher Abbott RealTime SARS-CoV-2 Application Specification (List No. 09N77-001 or higher) Abbott m2000rt Optical Calibration Kit List No. 4J71-93 | WHO PQ (EUL) | 2020-09-01 | EUL-0503-027-00 | 2022-06-01 | v4.0 | CE |  |  | Transitioned from print on demand component labels to preprinted component labels; • to incorporate Global Harmonized System (GHS) symbology for translation free labelling, and 3 March 2022 EUL-0503-027-00, WHO EUL Public Report issued on 4 March 2022, version 3.0 Page 2 of 29 • to modify the storage condition on the label for the Abbott RealTime SARS-CoV-2 Internal Control from “-10 °C or colder” to “ -25 to -15 °C”, to be consistent with the storage condition of Abbott RealTime SARS CoV-2 Amplification
09N77-080 | Abbott RealTime SARS-CoV-2 assay Control Kit | Abbott Molecular Inc. | 1300 East Touhy Avenue Des Plaines, IL 60018, USA | 16 vials | -25 to -15 °C | 12 months |  | Each kit contains: * 8 x 1.3 mL Abbott RealTime SARS-CoV-2 Negative Control * 8 x 1.3 mL Abbott RealTime HCV Positive Control | This is a Required but not provided product for Abbott RealTime SARS-CoV-2 Amplification Reagent Kit (09N77-090) | WHO PQ (EUL) | 2020-09-01 | EUL-0503-027-00 | 2022-06-01 | v4.0 | CE |  |  | Transitioned from print on demand component labels to preprinted component labels; • to incorporate Global Harmonized System (GHS) symbology for translation free labelling, and 3 March 2022 EUL-0503-027-00, WHO EUL Public Report issued on 4 March 2022, version 3.0 Page 2 of 29 • to modify the storage condition on the label for the Abbott RealTime SARS-CoV-2 Internal Control from “-10 °C or colder” to “ -25 to -15 °C”, to be consistent with the storage condition of Abbott RealTime SARS CoV-2 Amplification
XPRSARS-COV2-10 | Xpert® Xpress SARS-CoV-2 | Cepheid AB | 940 Caribbean Drive, Sunnyvale, California, 94089-1189, USA | 10 tests | 2-28°C | 12 months | NASOPHARYNGEAL NASAL SWAB, NASAL WASH/ASPIRATE | Each kit contains: * 10 Xpert Xpress SARS-CoV-2 Cartridges with Integrated Reaction Tubes * 10-12 Disposable Transfer Pipettes * 1 CD * 1 Flyer | Required instruments and software: GeneXpert Dx or GeneXpert Infinity systems (catalog number varies by configuration): GeneXpert instrument, computer, barcode scanner, operator manual For GeneXpert Dx System: GeneXpert Dx software version 4.7b or higher For GeneXpert Infinity-80 and Infinity-48s systems: Xpertise software version 6.4b or higher | WHO PQ (EUL) | 2020-07-01 | EUL-0511-070-00 | 2020-07-01 | v1.0 | CE
K25PSC-VL | LabMate PSC Viral Load Collection Bundle | LabMate (PTY) Ltd. | Unit 11, South Cape Industrial Park, 17-19 Leo Road, Diep River, South Africa 7800 | 25 Tests | below 35 °C | 24 Months | WB | Each kit contains: * 3 Foil transport bag with ziplock * 25 4x1 g Indicating silica gel sachets * 1 Drying rack * 28 2 mm blade, single use lancets * 25 Roche plasma spearation card * 75 EDTA graduated plastic capillary tubes (140 uL) * 25 Capillary tube holder with adapter * 25 pairs of powder-free medium-size gloves (carries 2 glove brands) * 1 Roche IFU * 25 Strips of 5 barcode labels * 50 Red stickers * 25 Alcohol swabs * 25 8 ply Gauze swabs | (updates: gloves+labeling+QMS) Key kit components and respective general technical specifications are included in the WHO PQ public report PQDx 0365-118-00. | USAID |  | TE 00868.01 |  |  | USAID
KKIT-EXP20TVL-TFN-CB | DBS Kit | Lasec International (Pty) Ltd | 52 Old Mill Road, Ndabeni, Cape Town 7405, South Africa | 20 Tests/Kit | 10°C - 25°C | 18-22 months | capillary blood | Each kit contains: 1. 20 TFN DBS cards 2. 20 Glassine envelope 3. 60 1g sachets of silica gel with methyl violet indicator; vacuum packed 4. 20 Humidity indicator card (spots for 20%, 30%, 40%), vacuum packed 5. 20 Resealable, gas-impermeable bag 6. 20 White, self-adhesive, freezer label 7. 40 Powder free examination gloves – medium size 8. 20 Lancet retractable, 2 mm long/depth x 1.5 mm wide blade 9. 20 Gauze swabs – 8 ply 10. 20 Alcohol swabs 11. 20 Adhesive bandage 12. 100 Plastic, graduated capillary tubes, K2EDTA coated 13. 1 Drying rack 14. DBS instruction for use (2 sheets) |  | USAID |  | TE 00754.00 |  |  | USAID SPECIFICATION
KKIT-EXP20TVL-TFN-AAVBS | DBS Kit | Lasec International (Pty) Ltd | 52 Old Mill Road, Ndabeni, Cape Town 7405, South Africa | 20 Tests/Kit | 10°C - 25°C | 12-14 months | capillary or venous blood | Each kit contains: 1. 20 TFN DBS cards 2. 20 Glassine envelope 3. 60 1g sachets of silica gel with methyl violet indicator; vacuum packed 4. 20 Humidity indicator card (spots for 20%, 30%, 40%), vacuum packed 5. 20 Resealable, gas-impermeable bag 6. 20 White, self-adhesive, freezer label 7. 40 Powder free examination gloves – medium size 8. 20 Lancet retractable, 2 mm long/depth x 1.5 mm wide blade 9. 20 Blood collection needle with safety shield, 21 G (1-1.5 inches or 2.54-3.8 cm) 10. 20 Vacuum blood collection tube, K2EDTA, 4 mL volume 11. 20 Holder for the needle 12. 20 Tourniquet 13. 20 Gauze swab – 8 ply 14. 20 Alcohol swab 15. 20 Adhesive bandage 16. 100 Plastic, graduated capillary tubes, K2EDTA coated 17. 1 Drying rack 18. DBS instruction for use (2 sheets) |  | USAID |  | TE 00755.00 |  |  | USAID SPECIFICATION
KKIT-EXP20TVL-TFN-PVBS | DBS Kit | Lasec International (Pty) Ltd | 52 Old Mill Road, Ndabeni, Cape Town 7405, South Africa | 20 Tests/Kit | 10°C - 25°C | 12-14 months | capillary or venous blood | Each kit contains: 1. 20 TFN DBS cards 2. 20 Glassine envelope 3. 60 1g sachets of silica gel with methyl violet indicator; vacuum packed 4. 20 Humidity indicator card (spots for 20%, 30%, 40%), vacuum packed 5. 20 Resealable, gas-impermeable bag 6. 20 White, self-adhesive, freezer label 7. 40 Powder free examination gloves – medium size 8. 20 Lancet retractable, 2 mm long/depth x 1.5 mm wide blade 9. 20 Winged Blood collection needle, 23 G x 0.75-inch needle with 12-inch tubing 10. 20 Vacuum blood collection tube, K2EDTA, 2 mL volume 11. 20 Holder for the needle 12. 20 Tourniquet 13. 20 Gauze swab – 8 ply 14. 20 Alcohol swab 15. 20 Adhesive bandage 16. 100 Plastic, graduated capillary tubes, K2EDTA coated 17. 1 Drying rack 18. DBS instruction for use (2 sheets) |  | USAID |  | TE 00756.00 |  |  | USAID SPECIFICATION
KKIT-EXP50TVL-TFN-CB | DBS Kit | Lasec International (Pty) Ltd | 52 Old Mill Road, Ndabeni, Cape Town 7405, South Africa | 50 Tests/Kit | 10°C - 25°C | 18-22 months | capillary blood | Each kit contains: 1. 50 TFN DBS cards 2. 50 Glassine envelope 3. 150 1g sachets of silica gel with methyl violet indicator; vacuum packed 4. 50 Humidity indicator card (spots for 20%, 30%, 40%), vacuum packed 5. 50 Resealable, gas-impermeable bag 6. 50 White, self-adhesive, freezer label 7. 100 Powder free examination gloves – medium size 8. 50 Lancet retractable, 2 mm long/depth x 1.5 mm wide blade 9. 50 Gauze swab – 8 ply 10. 50 Alcohol swab 11. 50 Adhesive bandage 12. 250 Plastic, graduated capillary tubes, K2EDTA coated 13. 2 Drying rack 14. DBS instruction for use (2 sheets) |  | USAID |  | TE 00757.00 |  |  | USAID SPECIFICATION
KKIT-EXP50TVL-TFN-AAVBS | DBS Kit | Lasec International (Pty) Ltd | 52 Old Mill Road, Ndabeni, Cape Town 7405, South Africa | 50 Tests/Kit | 10°C - 25°C | 12-14 months | capillary or venous blood | Each kit contains: 1. 50 TFN DBS cards 2. 50 Glassine envelope 3. 150 1g sachets of silica gel with methyl violet indicator; vacuum packed 4. 50 Humidity indicator card (spots for 20%, 30%, 40%), vacuum packed 5. 50 Resealable, gas-impermeable bag 6. 50 White, self-adhesive, freezer label 7. 100 Powder free examination gloves – medium size 8. 50 Lancet retractable, 2 mm long/depth x 1.5 mm wide blade 9. 50 Blood collection needle with safety shield, 21 G (1-1.5 inches or 2.54-3.8 cm) 10. 50 Vacuum blood collection tube, K2EDTA, 4 mL volume 11. 50 Holder for the needle 12. 50 Tourniquet 13. 50 Gauze swab – 8 ply 14. 50 Alcohol swab 15. 50 Adhesive bandage 16. 250 Plastic, graduated capillary tubes, K2EDTA coated 17. 2 Drying rack 18. DBS instruction for use (2 sheets) |  | USAID |  | TE 00758.00 |  |  | USAID SPECIFICATION
KKIT-EXP50TVL-TFN-PVBS | DBS Kit | Lasec International (Pty) Ltd | 52 Old Mill Road, Ndabeni, Cape Town 7405, South Africa | 50 Tests/Kit | 10°C - 25°C | 12-14 months | capillary or venous blood | Each kit contains: 1. 50 TFN DBS cards 2. 50 Glassine envelope 3. 150 1g sachets of silica gel with methyl violet indicator; vacuum packed 4. 50 Humidity indicator card (spots for 20%, 30%, 40%), vacuum packed 5. 50 Resealable, gas-impermeable bag 6. 50 White, self-adhesive, freezer label 7. 100 Powder free examination gloves – medium size 8. 50 Lancet retractable, 2 mm long/depth x 1.5 mm wide blade 9. 50 Winged Blood collection needle, 23 G x 0.75-inch needle with 12-inch tubing 10. 50 Vacuum blood collection tube, K2EDTA, 2 mL volume 11. 50 Holder for the needle 12. 50 Tourniquet 13. 50 Gauze swab – 8 ply 14. 50 Alcohol swab 15. 50 Adhesive bandage 16. 250 Plastic, graduated capillary tubes, K2EDTA coated 17. 2 Drying rack 18. DBS instruction for use (2 sheets) |  | USAID |  | TE00759.00 |  |  | USAID SPECIFICATION
KKIT-EXP20TVL-LWP-CB | DBS Kit | Lasec International (Pty) Ltd | 52 Old Mill Road, Ndabeni, Cape Town 7405, South Africa | 20 Tests/Kit | 10°C - 25°C | 18-22 months | capillary blood | Each kit contains: 1. 20 Whatman 903 DBS cards 2. 20 Glassine envelope 3. 60 1g sachets of silica gel with methyl violet indicator; vacuum packed 4. 20 Humidity indicator card (spots for 20%, 30%, 40%), vacuum packed 5. 20 Resealable, gas-impermeable bag 6. 20 White, self-adhesive, freezer label 7. 40 Powder free examination gloves – medium size 8. 20 Lancet retractable, 2 mm long/depth x 1.5 mm wide blade 9. 20 Gauze swab – 8 ply 10. 20 Alcohol swab 11. 20 Adhesive bandage 12. 100 Plastic, graduated capillary tubes, K2EDTA coated 13. 1 Drying rack 14. DBS instruction for use (2 sheets) |  | USAID |  | TE 00760.00 |  |  | USAID SPECIFICATION
KKIT-EXP20TVL-LWP-AAVBS | DBS Kit | Lasec International (Pty) Ltd | 52 Old Mill Road, Ndabeni, Cape Town 7405, South Africa | 20 Tests/Kit | 10°C - 25°C | 12-14 months | capillary or venous blood | Each kit contains: 1. 20 Whatman 903 DBS cards 2. 20 Glassine envelope 3. 60 1g sachets of silica gel with methyl violet indicator; vacuum packed 4. 20 Humidity indicator card (spots for 20%, 30%, 40%), vacuum packed 5. 20 Resealable, gas-impermeable bag 6. 20 White, self-adhesive, freezer label 7. 40 Powder free examination gloves – medium size 8. 20 Lancet retractable, 2 mm long/depth x 1.5 mm wide blade 9. 20 Blood collection needle with safety shield, 21 G (1-1.5 inches or 2.54-3.8 cm) 10. 20 Vacuum blood collection tube, K2EDTA, 4 mL volume 11. 20 Holder for the needle 12. 20 Tourniquet 13. 20 Gauze swab – 8 ply 14. 20 Alcohol swab 15. 20 Adhesive bandage 16. 100 Plastic, graduated capillary tubes, K2EDTA coated 17. 1 Drying rack 18. DBS instruction for use (2 sheets) |  | USAID |  | TE 00761.00 |  |  | USAID SPECIFICATION
KKIT-EXP20TVL-LWP-PVBS | DBS Kit | Lasec International (Pty) Ltd | 52 Old Mill Road, Ndabeni, Cape Town 7405, South Africa | 20 Tests/Kit | 10°C - 25°C | 12-14 months | capillary or venous blood | Each kit contains: 1. 20 Whatman 903 DBS cards 2. 20 Glassine envelope 3. 60 1g sachets of silica gel with methyl violet indicator; vacuum packed 4. 20 Humidity indicator card (spots for 20%, 30%, 40%), vacuum packed 5. 20 Resealable, gas-impermeable bag 6. 20 White, self-adhesive, freezer label 7. 40 Powder free examination gloves – medium size 8. 20 Lancet retractable, 2 mm long/depth x 1.5 mm wide blade 9. 20 Winged Blood collection needle, 23 G x 0.75-inch needle with 12-inch tubing 10. 20 Vacuum blood collection tube, K2EDTA, 2 mL volume 11. 20 Holder for the needle 12. 20 Tourniquet 13. 20 Gauze swab – 8 ply 14. 20 Alcohol swab 15. 20 Adhesive bandage 16. 100 Plastic, graduated capillary tubes, K2EDTA coated 17. 1 Drying rack 18. DBS instruction for use (2 sheets) |  | USAID |  | TE 00762.00 |  |  | USAID SPECIFICATION
KKIT-EXP50TVL-LWP-CB | DBS Kit | Lasec International (Pty) Ltd | 52 Old Mill Road, Ndabeni, Cape Town 7405, South Africa | 50 Tests/Kit | 10°C - 25°C | 18-22 months | capillary blood | Each kit contains: 1. 50 Whatman 903 DBS cards 2. 50 Glassine envelope 3. 150 1g sachets of silica gel with methyl violet indicator; vacuum packed 4. 50 Humidity indicator card (spots for 20%, 30%, 40%), vacuum packed 5. 50 Resealable, gas-impermeable bag 6. 50 White, self-adhesive, freezer label 7. 100 Powder free examination gloves – medium size 8. 50 Lancet retractable, 2 mm long/depth x 1.5 mm wide blade 9. 50 Gauze swab – 8 ply 10. 50 Alcohol swab 11. 50 Adhesive bandage 12. 250 Plastic, graduated capillary tubes, K2EDTA coated 13. 2 Drying rack 14. DBS instruction for use (2 sheets) |  | USAID |  | TE 00763.00 |  |  | USAID SPECIFICATION
KKIT-EXP50TVL-LWP-AAVBS | DBS Kit | Lasec International (Pty) Ltd | 52 Old Mill Road, Ndabeni, Cape Town 7405, South Africa | 50 Tests/Kit | 10°C - 25°C | 12-14 months | capillary or venous blood | Each kit contains: 1. 50 Whatman 903 DBS cards 2. 50 Glassine envelope 3. 150 1g sachets of silica gel with methyl violet indicator; vacuum packed 4. 50 Humidity indicator card (spots for 20%, 30%, 40%), vacuum packed 5. 50 Resealable, gas-impermeable bag 6. 50 White, self-adhesive, freezer label 7. 100 Powder free examination gloves – medium size 8. 50 Lancet retractable, 2 mm long/depth x 1.5 mm wide blade 9. 50 Blood collection needle with safety shield, 21 G (1-1.5 inches or 2.54-3.8 cm) 10. 50 Vacuum blood collection tube, K2EDTA, 4 mL volume 11. 50 Holder for the needle 12. 50 Tourniquet 13. 50 Gauze swab – 8 ply 14. 50 Alcohol swab 15. 50 Adhesive bandage 16. 250 Plastic, graduated capillary tubes, K2EDTA coated 17. 2 Drying rack 18. DBS instruction for use (2 sheets) |  | USAID |  | TE 00764.00 |  |  | USAID SPECIFICATION
KKIT-EXP50TVL-LWP-PVBS | DBS Kit | Lasec International (Pty) Ltd | 52 Old Mill Road, Ndabeni, Cape Town 7405, South Africa | 50 Tests/Kit | 10°C - 25°C | 12-14 months | capillary or venous blood | Each kit contains: 1. 50 Whatman 903 DBS cards 2. 50 Glassine envelope 3. 150 1g sachets of silica gel with methyl violet indicator; vacuum packed 4. 50 Humidity indicator card (spots for 20%, 30%, 40%), vacuum packed 5. 50 Resealable, gas-impermeable bag 6. 50 White, self-adhesive, freezer label 7. 100 Powder free examination gloves – medium size 8. 50 Lancet retractable, 2 mm long/depth x 1.5 mm wide blade 9. 50 Winged Blood collection needle, 23 G x 0.75-inch needle with 12-inch tubing 10. 50 Vacuum blood collection tube, K2EDTA, 2 mL volume 11. 50 Holder for the needle 12. 50 Tourniquet 13. 50 Gauze swab – 8 ply 14. 50 Alcohol swab 15. 50 Adhesive bandage 16. 250 Plastic, graduated capillary tubes, K2EDTA coated 17. 2 Drying rack 18. DBS instruction for use (2 sheets) |  | USAID |  | TE 00765.00 |  |  | USAID SPECIFICATION
7K105 | Veri-Q PCR 316 Coronavirus disease 2019 (COVID19) detection system | MiCo BioMed Co., Ltd. | 3F-4F, 54 Changeop-ro, Sujeong-gu, Seongnam-si, Gyeonggi-do, 13449, Republic of Korea | 50 tests/Kit | -20±5℃ | 12 months after manufacturing / 20 days after opening. | OROPHARYNGEAL NASOPHARYNGEAL SPUTUM | Each kit contains: 1 vial x 500 μL 2X One Step RT PCR Master mix 1 vial x 50 μL Primer/Probe Mixture1 1 vial x 50 μL Primer/Probe Mixture2 1 vial x 200 μL Positive Control DNA 1 vial x 100 μL Internal Positive Control 1 vial x 300 μL Nuclease Free Water | Items required but not provided: Extraction and purification platform and kits [If any of these items are not in the Eligible Diagnostics List, supplier shall upload a completed QA.APP.COV-02.01 to GHSC-QA Sharepoint as part of the procurement process] • Veri Q PREP M16 / Device (Cat. No. 9S101, MiCo BioMed. Co., Ltd. Korea) • Veri Q PREP M16 16TU RDSP (Cat. No. 7A131, MiCo BioMed. Co., Ltd. Korea) • Veri Q PCR 316 (Cat. No. 9R501, MiCo BioMed. Co., Ltd. Korea) / Device • Veri Q PCR 316 LabChip (Cat. No. 8R002, MiCo BioMed. Co., Ltd. Korea) Amplification and detection equipment and materials • Veri Q PCR 316 9R501, MiCo BioMed. Co., Ltd. Korea • Veri Q PCR 316 LabChip 8R002, MiCo BioMed. Co., Ltd. Korea • Veri Q PCR 316 LabChip Cat. No. 8R002, MiCo BioMed. Co., Ltd. Korea | WHO PQ (EUL) |  | EUL-0495-188-00 |  |  | ROW
3103010011 | 3DMed 2019-nCoV RT-qPCR Detection Kit | 3D Biomedicine Science & Technology Co., Ltd. | Block A, Building 2 , No.158 Xinjunhuan Rd., Shanghai 201114 | 100 Tests/Kit |  | 6 months | OROPHARYNGEAL | Each kit contains: 1 vial x 1800μL RT-PCR Reaction Mix Reagent 1 vial x 300μL Enzyme Mix Reagent 2 vials x 200μL2019-nCoV Assay (consists of primers and probes for detection of E, N, and ORF 1ab genes, as well as for the detection of MS2 RNA) 1 vial x 200 μL Negative Control 1 vial x 200 μL Positive Control 1 vial x1600 μL Process Control Internal Control 1 vial x100 μL | Items required but not provided: Extraction and purification platform and kits [If any of these items are not in the Eligible Diagnostics List, supplier shall upload a completed QA.APP.COV-02.01 to GHSC-QA Sharepoint as part of the procurement process] • ANDiS Viral RNA Auto Extraction & Purification Kit Cat.3103010006 (16 Test); Cat.3103010007 (64 Test); Cat.3103010008 (128 Test) • Automated Nucleic Acid Extraction System ANDiS 350 (Cat. 3105020003 for 240 voltage, 3105020002 for 110 voltage). • Qiagen DSP Viral RNA Mini Kit (50) Catalog number: 61904. Amplification and detection platforms • 7500 Real-Time PCR Instrument (Applied Biosystems; catalog # 4351105) with 7500 Software version 2.3.1. | WHO PQ (EUL) |  | EUL-0488-184-00 | 2021-02-01 | v1.0 | ROW |  |  | No update
PGA4102P1 (liquid) | SARS-CoV-2 Nucleic acid detection kit based on Real-Time PCR platform | Tellgen Corporation | Building 1, No. 115, Lane 572, Bibo Road (Shanghai) Pilot Free Trade Zone , China | 48 Tests/kits | -20°C | 9 months | OROPHARYNGEAL NASOPHARYNGEAL | Each liquid form kit contains: 1 vial x 336 μL Primer probe mixture 1 vial x 29 μL Enzyme mixture 1 vial x 600 μL PCR reaction solution 1 vial x 50 mL Positive quality control material 1 vial x 50 mL Negative quality control material | Items required but not provided: Extraction kits [If any of these items are not in Eligible Diagnostics List, supplier shall upload a completed QA.APP.COV-02.01 to GHSC-QA Sharepoint as part of the procurement process] • Tellgen Nucleic Acid Extraction Kit (Cat. No. PF03X094) • ThermoFisher (invitrogen) PureLink Viral RNA/DNA Mini Kit (Cat.No.12280050) • ThermoFisher (Qiagen) QIAamp Viral RNA Mini Kit (Cat.No.52904). Extraction equipment • Semi-automated Nucleic acid workstations: Auto-Pure 32, • Manual operation: Magnetic grate for 1.5mL centrifuge tube Real-Time PCR equipment: • Applied Biosystems Real time PCR system 7500(software version v2.3) • Roche LightCycler 480 Real-time PCR System (software version v1.5.0.SP4) • SLAN-96S Real-Time PCR System (software version 8.2.2) | WHO PQ (EUL) |  | EUL-0517-204-00 |  | v1.0 | CE-mark
PGA4102P2 (lyophilized) | SARS-CoV-2 Nucleic acid detection kit based on Real-Time PCR platform | Tellgen Corporation | Building 1, No. 115, Lane 572, Bibo Road (Shanghai) Pilot Free Trade Zone , China | 48 Tests/kits | 2-30°C. | 9 months | OROPHARYNGEAL NASOPHARYNGEAL | Each kit contains: 2 vials that makes 560 μL after reconstitution PCR reaction solution 1 vial that makes 50 μL after reconstitution Positive quality control material 1 vial that makes 50 μL after reconstitution Negative quality control material 1500μL x 1 vial Dissolving Solution | Items required but not provided: Extraction kits [If any of these items are not in Eligible Diagnostics List, supplier shall upload a completed QA.APP.COV-02.01 to GHSC-QA Sharepoint as part of the procurement process] • Tellgen Nucleic Acid Extraction Kit (Cat. No. PF03X094) • ThermoFisher (invitrogen) PureLink Viral RNA/DNA Mini Kit (Cat.No.12280050) • ThermoFisher (Qiagen) QIAamp Viral RNA Mini Kit (Cat.No.52904). Extraction equipment • Semi-automated Nucleic acid workstations: Auto-Pure 32, • Manual operation: Magnetic grate for 1.5mL centrifuge tube Real-Time PCR equipment: • Applied Biosystems Real time PCR system 7500(software version v2.3) • Roche LightCycler 480 Real-time PCR System (software version v1.5.0.SP4) • SLAN-96S Real-Time PCR System (software version 8.2.2) | WHO PQ (EUL) |  | EUL-0517-204-00 |  | v1.0 | CE-mark
XC25073 | SARS-CoV-2 Virus Detection Diagnostic Kit | Ningbo Health Gene Technologies Co., Ltd., | 396 Mingzhu Road, HiTech Park, Ningbo, Zhejiang Province, China | 50 Tests/kit | -25 to -15°C | 6 months | OROPHARYNGEAL NASOPHARYNGEAL SPUTUM | Each kit contains: 1 tube x 770 μL SARS-CoV-2 Master Mix 1 tube x 60 μL SARS-CoV-2 Enzyme Solution 1 tube x 700 μL tube SARS-CoV-2 Positive Control 1 tube x 1000 μL tube SARS-CoV-2 Negative Control | Items required but not provided: Extraction/Purification: [If any of these items are not in Eligible Diagnostics List, supplier shall upload a completed QA.APP.COV-02.01 to GHSC-QA Sharepoint as part of the procurement process] • TANBead extract system (Taiwan Advanced Nanotech, PN SLA32/ Maelstrom 9600) with a TANBead Viral Auto Plate kit (Taiwan Advanced Nanotech, PN 665A46), • Spin column-based nucleic acid extraction method such as the RNeasy Mini Kit (Qiagen, PN 74104), Real-Time PCR equipment: • Applied Biosystems 7500/7500 Fast real-time PCR systems (Real-time PCR software v2.4) | WHO PQ (EUL) |  | EUL-0494-189-00 | 2020-10-01 | v1.0 | CE-mark
XC25087 | SARS-CoV-2 Virus Detection Diagnostic Kit | Ningbo Health Gene Technologies Co., Ltd., | 396 Mingzhu Road, HiTech Park, Ningbo, Zhejiang Province, China | 200 Tests/kit | -25 to -15°C | 6 months | OROPHARYNGEAL NASOPHARYNGEAL SPUTUM | Each kit contains: 2 tubesx1540 μL SARS-CoV-2 Master Mix 1 tubex240 μL SARS-CoV-2 Enzyme Solution 2 tubesx1400 μL SARS-CoV-2 Positive Control tube 2 tubesx1000 μL SARS-CoV-2 Negative Control | Items required but not provided: Extraction/Purification: [If any of these items are not in Eligible Diagnostics List, supplier shall upload a completed QA.APP.COV-02.01 to GHSC-QA Sharepoint as part of the procurement process] • TANBead extract system (Taiwan Advanced Nanotech, PN SLA32/ Maelstrom 9600) with a TANBead Viral Auto Plate kit (Taiwan Advanced Nanotech, PN 665A46), • Spin column-based nucleic acid extraction method such as the RNeasy Mini Kit (Qiagen, PN 74104), Real-Time PCR equipment: • Applied Biosystems 7500/7500 Fast real-time PCR systems (Real-time PCR software v2.4) | WHO PQ (EUL) |  | EUL-0494-189-00 | 2020-10-01 | v1.0 | CE-mark
WS-1248 | Wantai SARS-CoV-2 RT-PCR Kit | Beijing Wantai Biological Pharmacy | No.31 Kexueyuan Road, Changping District Beijing 102206, China | 48 Tests/kit | below-15 °C | 12 months | OROPHARYNGEAL NASOPHARYNGEAL SPUTUM Endotracheal aspirate Bronchoalveolar lavage fluid specimens | Each kit contains: 1.25mL×1 vial RT-PCR master mix 125μL×1 vial Mn(OAc)2 125μL×1 vial Primer and probe 1 mL×1 vial Positive control 1 mL×1 vial Negative control | Items required but not provided: Specimen collection kits: • Validated commercial VTM kits: “Wantai SARS-CoV-2 VTM”(catalog No. ZCT1261) manufactured by Beijing Wantai Biological Pharmacy Enterprise Co. Ltd. \ • VTM&UTM (catalog No. MT0301) manufactured by Yocon biotechnology Co.,Ltd. Extraction kits: [If any of these items are not in Eligible Diagnostics List, supplier shall upload a completed QA.APP.COV-02.01 to GHSC-QA Sharepoint as part of the procurement process] • Wantai Nucleic Acid Extraction Kit (catalog No. ZCT1246) • GenMagBio (catalog No. NA007-1) • QIAGEN (catalog No. 57704) Extraction equipment: • Kingfisher Flex 96 (manufactured by Thermo Fisher). • SLA-32 (Manufactured by Taiwan Advanced Nanotech Inc. (TANBead)) Real-Time PCR equipment: • BIO-RAD CFX96 (software version Bio-Rad CFX Manager 3.1) • ABI 7500 (software version 7500 version 2.3). | WHO PQ (EUL) |  | EUL-0500-005-00 | 2020-09-01 | v1.0 | CE-mark
JC10223-1NW-50T | COVID-19 Coronavirus Real Time PCR Kit | Jiangsu Bioperfectus Technologies Co. Ltd., | 3rd floor, G19 block, No.1 Yaocheng Avenue, Taizhou City, Jiangsu Province, China | 50 Tests/Kit | -20±5°C | 12 months | Throat swab NASOPHARYNGEAL | Each kit contains: 375 μL x 1 vial RT-PCR Buffer 250 μL x 1 vial RT-PCR Enzyme Mix 200 μL x 1 vial Reaction Mix 500 μL x 1 vial Positive Control 500 μL x 1 vial Blank Control (RNase-free Water) | Items required but not provided: Extraction kits: [If any of these items are not in the Eligible Diagnostics List, supplier shall upload a completed QA.APP.COV-02.01 to GHSC-QA Sharepoint as part of the procurement process] • Viral nucleic acid isolation kit manufactured by Bioperfectus Technologies (SDK60102, SDK60103, SDK60104 and SDK60105) • QIAamp Viral RNA Mini Kit manufactured by Qiagen (52904 and 52906) • Nucleic acid extractor：SSNP-2000A (32 channels), SSNP-3000A (64 channels), AW1000 (32 channels) Amplification and detection instrument: • Real-time PCR thermal cycler: Applied Biosystems 7500 (software version V2.3 and V2.4) • QuantStudio 5 (software version V1.4.3 and V1.5.1) • Roche LightCycler 480 (software version V1.5.1.62) • Bio-Rad CFX96 (software version V3.1) • Shanghai Hongshi SLAN-96P/S (software version V8.2.2). | WHO PQ (EUL) |  | EUL-0515-202-00 | 2020-07-01 | v1.0 | CE-mark
MOL4150 | Simplexa COVID-19 Direct | DiaSorin Molecular LLC | 11331 Valley View Street, Cypress, CA 90630, United States of America | 50 Tests/kit | below -10 to -30 °C | 6 mpnths | NASOPHARYNGEAL Nasal swabs, Nasal wash/aspirate Bronchoalveolar lavage specimens | Each kit contains: 50 μL x 1 vial Simplexa COVID-19 Direct Reaction Mix | Items required but not provided: [If this item is not in the Eligible Diagnostics List, supplier shall upload a completed QA.APP.COV-02.01 to GHSC-QA Sharepoint as part of the procurement process] * Simplexa COVID-19 Direct Positive Control [MOL4150] | WHO PQ (EUL) |  | EUL-0526-212-00 |  | v1.0 | CE-mark
MOL4160 | Simplexa COVID-19 Positive control Pack | DiaSorin Molecular LLC | 11331 Valley View Street, Cypress, CA 90630, United States of America | 10 tests/kit | below -10 to -30 °C | 6 months | NASOPHARYNGEAL Nasal swabs, Nasal wash/aspirate Bronchoalveolar lavage specimens | Each kit contains: 50 μL x 1 vial Simplexa COVID-19 Direct Positive Control | Items required but not provided: [If this item is not in the Eligible Diagnostics List, supplier shall upload a completed QA.APP.COV-02.01 to GHSC-QA Sharepoint as part of the procurement process] * Simplexa COVID-19 Direct Positive Control [MOL4150] | WHO PQ (EUL) |  | EUL-0526-212-00 |  | v1.0 | CE-mark
HBRT-COVID-19 | COVID-19 Real-Time PCR Kit | Chaozhaou Hybribio Biochemistry Ltd | No. 71, Fenghuang 3rd road, Sino-Singapore Guangzhou Knowledge City, Guangzhou, China | 24 tests/kit | -15 °C | 9 months | OROPHARYNGEAL NASOPHARYNGEAL SPUTUM Endotracheal aspirate Bronchoalveolar lavage fluid specimens | Each kit contains: 564 μL×1 vial COVID-1 9 RT-PCR Mix 36 μL×1 vial Enzyme Mix 400 μL×1 vial Positive Control 400 mL×1 vial Negative control | Items required but not provided: Extraction/Purification: [If any of these items are not in the Eligible Diagnostics List, supplier shall upload a completed QA.APP.COV-02.01 to GHSC-QA Sharepoint as part of the procurement process] • Thermofisher King Fisher Flex with Prefilled Viral Total NA Kit-Flex (Fisher Scientific, Catalog No.: KFRPF-805H48 4x48). • Bioer GenePure Pro Nucleic Acid Purification System with MagaBio plus viral DNA/RNA purification kit II (Hangzhou Bioer Technology Co. Ltd. (BIOER), Catalog No. BSC7 l S l E). Real-Time PCR equipment: • Applied Biosystemsrn Real time PCR system 7500 with software "7500 Software v2.0.5. • Bio-Rad CFX96 Real-Time PCR Detection System with software "Bio-Rad CFX Manager 3.1 "/SlAN 96S Real-Time PCR system with software version 8. 2. 2. | WHO PQ (EUL) |  | EUL-0535-196-00 | 2020-10-01 | v1.0
GZ-D2RM25 | Novel Coronavirus 2019-nCoV Nucleic Acid Detection Kit (Real Time PCR) | Shanghai GeneoDx Biotechnology Co., Ltd | 1st Floor, Building 3, Juke Bio-Park, 466 Yindu Road Xuhui District, Shanghai, China | 50 Tests/Kit | -20℃±5℃ | 6 months | NASOPHARYNGEAL SPUTUM | Each kit contains: 770μL × 1 vial COV-Detection buffer D 350μL × 1 vial COV-Master Mix 1mL × 1 vial COV-Negative Control 100μL × 1 vial COV-Positive Control COV-Internal Control 100L x 1 vial | Items required but not provided: Extraction/Purification kits and platforms (systems) [If any of these items are not in the Eligible Diagnostics List, supplier shall upload a completed QA.APP.COV-02.01 to GHSC-QA Sharepoint as part of the procurement process] • Manual nucleic acid extraction kit : QIAamp Viral RNA Mini Kit (50) extraction kit (QIAGEN, article number: 52904). • Fully automatic nucleic acid extractant GenAct NE-48 (Shanghai GeneoDx Biotechnology Company ; Registration No. 20190001) and its matching reagent VR112 (48 persons) or VR102 (96 persons) (Genolution Article no. : RV1111, Registration No :20162019 ; RV1101, Registration No : 20180041) Specimen collection: • Swab specimens with a synthetic tip, such as nylon or Dacron, and an aluminum or plastic shaft. Recommended to use FLOQ Swabs® (COPAN, article number: A305CS01). • Sample storage reagent is recommended to use Universal Transport Medium (UTMRT) System (COPAN, article number: 305C) Amplification and detection instrument: • ABI 7500 Instrument with software versions: v1.5.0 or above version. | WHO PQ (EUL) |  | EUL-0513-200-00 | 2020-12-01 | v2.0 | CE-mark
KH-G-M-574-48 | Diagnostic kit for SARS-CoV-2 Nucleic Acid (Real-time PCR) | Shanghai Kehua Bio-engineering Co., Ltd., | 1189 North Qinzhou Road, Shanghai, 200233, China | 48 Tests/kit | below -15°C | 12 months | NASOPHARYNGEAL | Each kit contains: 300μL ×1 vial SARS-CoV-2 Reagent A 400μL ×1 vial SARS-CoV-2 Reagent B 300μL ×1 vial SARS-CoV-2 Reagent C 3mL x 1 vial SARS-CoV-2 Positive Control 3mL x 1 vial SARS-CoV-2 Negative Control | Items required but not provided: Extraction reagent: [If any of these items are not in the Eligible Diagnostics List, supplier shall upload a completed QA.APP.COV-02.01 to GHSC-QA Sharepoint as part of the procurement process] • Nucleic Acid extraction kit (Catalatalogue No.: KH -G-M-565 -48 -CE ) manufactured by Shanghai Kehua Bio-engineering Co., Ltd. Amplification and detection instruments: • ABI 7500 • Bio Rad CFX96 • Tianlong Gentier 96 E. | WHO PQ (EUL) |  | EUL-0492-037-00 | 2020-07-01 | v1.0 | ROW
RR-0485-02 | Novel Coronavirus (SARS-CoV-2) Real-Time Multiplex RT-PCR Kit | Shanghai ZJ Bio-Tech Co., Ltd, | Building #26, 588 Xinjunhuan Road, Shanghai 201114, China | 50 Tests/Kit | below -20±5°C | 6 months | OROPHARYNGEAL NASOPHARYNGEAL SPUTUM | Each kit contains: 1 vial x 513 μL SARS-CoV-2 Super Mix 1 vial x 27 μL RT-PCR Enzyme Mix 1 vial x 30 μL SARS-CoV-2 Internal Control 1 vial x 400 μL SARS-CoV-2 Negative Control 1 vial x 30 μL SARS-CoV-2 Positive Control | Items required but not provided: Extraction reagent: [If any of these items are not in the Eligible Diagnostics List, supplier shall upload a completed QA.APP.COV-02.01 to GHSC-QA Sharepoint as part of the procurement process] • QIAamp Viral RNA Mini Kit, catalogue number 52904/52906. Amplification and detection instruments: • 7500 Real-time PCR Systems with SDS 2.3 software (Applied Biosystems; catalog #4351104 or #4351105) • 7500 Fast Real-time PCR Systems with SDS 2.3 software (Applied Biosystems; catalog #4351106 or #4351107) | WHO PQ (EUL) |  | EUL-0486-139-00 | 2021-04-01 | v2.0 | ROW
11416300 | FTD SARS-CoV-2 | Fast Track Diagnostics Luxembourg S.à r.l. | 29, rue Henri Koch, L-4354 Eschsur-Alzette, Luxembourg | 32 tests/kit | -30°C to -10°C | 24 months | OROPHARYNGEAL NASOPHARYNGEAL | Each kit contains: 1 x 48 μL SCoV2 PP Mix 1 x 150 μL SCoV2 PC 1 x 2000 μL Negative Ctrl 1 x 128 μL Internal Ctrl 1 x 32 μL 25x RT-PCR Enz. 1 x 400 μL 2x RT-PCR Buff | Items required but not provided: Equipment: NucliSENS easyMAG (bioMérieux) (Software v2.1 or higher). Extraction reagents: [If any of these items are not in the Eligible Diagnostics List, supplier shall upload a completed QA.APP.COV-02.01 to GHSC-QA Sharepoint as part of the procurement process] • NucliSENS easyMAG, Magnetic Silica Beads (Part Number (P/N) 280133 • NucliSENS easyMAG, Lysis Buffer (P/N 280134) • NucliSENS easyMAG, Extraction Buffer 1 (P/N 280130) • NucliSENS easyMAG, Extraction Buffer 2 (P/N 280131) • NucliSENS easyMAG, Extraction Buffer 3 (P/N 280132) • NucliSENS easyMAG, Disposables (P/N 280135) Amplification and detection platform (system): • Thermo Fisher Scientific Applied Biosystems 7500 Real-Time PCR System (Software v2.3 or higher) | WHO PQ (EUL) |  | EUL-0502-193-00 | 2021-03-01 | v2.0 | CE-mark
11416284 | FTD SARS-CoV-2 | Fast Track Diagnostics Luxembourg S.à r.l. | 29, rue Henri Koch, L-4354 Eschsur-Alzette, Luxembourg | 96 tests/kit | -30°C to -10°C | 24 months | OROPHARYNGEAL NASOPHARYNGEAL | Each kit contains: 1 x 144 μL SCoV2 PP Mix 1 x 150 μL SCoV2 PC 1 x 2000 μL Negative Ctrl L 1 x 350 μL Internal Ctrl 1 x 96 μL 25x RT-PCR Enz. 1 x 1200 μL 2x RT-PCR Buff | Items required but not provided: Equipment: NucliSENS easyMAG (bioMérieux) (Software v2.1 or higher). Extraction reagents: [If any of these items are not in the Eligible Diagnostics List, supplier shall upload a completed QA.APP.COV-02.01 to GHSC-QA Sharepoint as part of the procurement process] • NucliSENS easyMAG, Magnetic Silica Beads (Part Number (P/N) 280133 • NucliSENS easyMAG, Lysis Buffer (P/N 280134) • NucliSENS easyMAG, Extraction Buffer 1 (P/N 280130) • NucliSENS easyMAG, Extraction Buffer 2 (P/N 280131) • NucliSENS easyMAG, Extraction Buffer 3 (P/N 280132) • NucliSENS easyMAG, Disposables (P/N 280135) Amplification and detection platform (system): • Thermo Fisher Scientific Applied Biosystems 7500 Real-Time PCR System (Software v2.3 or higher) | WHO PQ (EUL) |  | EUL-0502-193-00 | 2021-03-01 | v2.0 | CE-mark
CT8233-48T | Multiple Real-Time PCR Kit for Detection of 2019-CoV | Beijing Applied Biological Technologies Co. Ltd., (XABT), | Room A204, B304, D203, D203-1, No.29 Shengmingyuan Road, Science Park, Changping District, Beijing, 102206, China | 48 Tests/kit | below -18°C | 6 months | OROPHARYNGEAL NASOPHARYNGEAL SPUTUM | Each kit contains: 1 vial x 1 000 μL Nuclease-free water 1 vial x 960μL Nucleic acid amplification reaction solution 1 vial x 96μL 20×Reverse transcriptase 1 vial x 96μL 10×O/N reaction solution(A) 1 vial x 96μL 10×E reaction solution(B) 1 vial x 480μL Internal control 1 vial x 480μL Positive control（ O/N/E） 1 vial x 480μLNegative control User manual | Items required but not provided: Extraction reagents: [If any of these items are not in the Eligible Diagnostics List, supplier shall upload a completed QA.APP.COV-02.01 to GHSC-QA Sharepoint as part of the procurement process] • Nucleic acid extraction Kit (XABT, Cat. # CN8033); • QIAamp Viral RNA Mini Kit (Qiagen, Cat. # 52904 or 52906); • PURELINK VIRAL RNA/DNA KIT (Invitrogen, Cat. #12280050); • High Pure Viral RNA Kit (Roche, Cat. # 11858882001). Amplification and detection instruments: • Nucleic acid extraction Kit (XABT, Cat. # CN8033) • QIAamp Viral RNA Mini Kit (Qiagen, Cat. # 52904 or 52906) • PURELINK VIRAL RNA/DNA KIT (Invitrogen, Cat. #12280050) • High Pure Viral RNA Kit (Roche, Cat. # 11858882001) | WHO PQ (EUL) |  | EUL-0491-187-00 | 2020-07-01 | v1.0 | ROW
DA0930 | Detection Kit for 2019 Novel Coronavirus (2019-nCoV) RNA (PCR-Fluorescence Probing) | Daan Gene Co., Ltd. | No.19, Xiangshan Road, Science Park, High & New Technology Development District Guangzhou, Guangdong 510665, China | 24 Test/kit | -20±5℃ | 12 months | throat swab, sputum | Each kit contains: 1 vial x 900 μL (ORF1ab/N) PCR reaction solution A 1 vial x 100 μL NC (ORF1ab/N) PCR reaction solution B 1 vial x 400μL NC (ORF1ab/N) negative control 1 vial x 400 μL NC (ORF1ab/N) positive control | Items required but not provided: Extraction reagents: [If any of these items are not in the Eligible Diagnostics List, supplier shall upload a completed QA.APP.COV-02.01 to GHSC-QA Sharepoint as part of the procurement process] • YHXB No. 20170583, YHXB No. 20150302 products manufactured by DAAN. • QIAamp Viral RNA Mini Kit, 52906. Amplification and detection instruments: • ABI 7500, LightCycler480 | WHO PQ (EUL) |  | EUL-0493-141-00 | 2021-11-01 | v2.0 | ROW |  |  | Change of manufacturer’s name from Da An Gene Co., Ltd of Sun Yatsen University to Daan Gene Co., Ltd. Labelling was amended to include the new name.
DA0931 | Detection Kit for 2019 Novel Coronavirus (2019-nCoV) RNA (PCR-Fluorescence Probing) | Daan Gene Co., Ltd. | No.19, Xiangshan Road, Science Park, High & New Technology Development District Guangzhou, Guangdong 510665, China | 48 Tests/kit | -20±5℃ | 12 months | throat swab, sputum | Each kit contains: 1 vial x 900 μL (ORF1ab/N) PCR reaction solution A 1 vial x 200 μL NC (ORF1ab/N) PCR reaction solution B 1 vial x 400μL NC (ORF1ab/N) negative control 1 vial x 400 μL NC (ORF1ab/N) positive control | Items required but not provided: Extraction reagents: [If any of these items are not in the Eligible Diagnostics List, supplier shall upload a completed QA.APP.COV-02.01 to GHSC-QA Sharepoint as part of the procurement process] • YHXB No. 20170583, YHXB No. 20150302 products manufactured by DAAN. • QIAamp Viral RNA Mini Kit, 52906. Amplification and detection instruments: • ABI 7500, LightCycler480 | WHO PQ (EUL) |  | EUL-0493-141-00 | 2021-11-01 | v2.0 | ROW |  |  | Change of manufacturer’s name from Da An Gene Co., Ltd of Sun Yatsen University to Daan Gene Co., Ltd. Labelling was amended to include the new name.
DA0932 | Detection Kit for 2019 Novel Coronavirus (2019-nCoV) RNA (PCR-Fluorescence Probing) | Daan Gene Co., Ltd. | No.19, Xiangshan Road, Science Park, High & New Technology Development District Guangzhou, Guangdong 510665, China | 96 Tests/kit | -20±5℃ | 12 months | throat swab, sputum | Each kit contains: 2 vials x 900 μL (ORF1ab/N) PCR reaction solution A 2 vials x 200 μL NC (ORF1ab/N) PCR reaction solution B 1 vial x 400μL NC (ORF1ab/N) negative control 1 vial x 400 μL NC (ORF1ab/N) positive control | Items required but not provided: Extraction reagents: [If any of these items are not in the Eligible Diagnostics List, supplier shall upload a completed QA.APP.COV-02.01 to GHSC-QA Sharepoint as part of the procurement process] • YHXB No. 20170583, YHXB No. 20150302 products manufactured by DAAN. • QIAamp Viral RNA Mini Kit, 52906. Amplification and detection instruments: • ABI 7500, LightCycler480 | WHO PQ (EUL) |  | EUL-0493-141-00 | 2021-11-01 | v2.0 | ROW |  |  | Change of manufacturer’s name from Da An Gene Co., Ltd of Sun Yatsen University to Daan Gene Co., Ltd. Labelling was amended to include the new name.
MFG030010 | Real-time fluorescent RT-PCR kit for detecting 2019-nCoV | BGI Europe A/S | Beishan Industrial area, 518000, Yantian district, Shenzhen, China | 50 Tests/kit | below -18°C | 12 months | Throat swab and bronchoalveolar lavage fluid | Each kit contains: 1 vial x 1 mL 2019-nCoV Reaction Mix 1 vial x 80 μL 2019-nCoV Enzyme Mix 1 vial x 750 μL 2019-nCoV Positive control 1 vial x 750 μL 2019-nCoV Blank control | Items required but not provided: Extraction reagents: [If any of these items are not in the Eligible Diagnostics List, supplier shall upload a completed QA.APP.COV-02.01 to GHSC-QA Sharepoint as part of the procurement process] • TIANamp Virus RNA extraction Kit (DP315-R) manufactured by TIANGEN; • QIAamp Viral RNA Mini Kit (52904) by QIAGEN; • RNA extraction kit by MGI Tech (Wuhan) (No.20200167, MPA, Hubei). Amplification and detection instruments: • Applied Biosystems Real time PCR system 7500/7500 Fast (software v2.0.5 or v2.0.6) • Applied Biosystems QuantStudio 5 Real-Time PCR Systems (software v1.5.1) • SLAN-96P PCR system; LightCycler 480 System (Software version 8.2.2) • LightCycler 480 System (software v1.5.0). | WHO PQ (EUL) | 2022-07-12 | EUL-0498-191-00 | 2022-06-01 | v4.0 | CE-mark |  |  | Change to the catalogue number from MFG030011 to MFG030010 for consistency with CE version.
SY580 | PerkinElmer SARS-CoV-2 Real-time RT-PCR Assay | PerkinElmer Inc. | SYM-BIO LiveScience Co., Ltd, 115 North Taiping Road, Taicang, China | 48 Tests/kit | -25 to -15°C | 12 months | OROPHARYNGEAL NASOPARYNGEAL | Each kit contains: 1 vial x 950 μL nCoV reagent A 1 vial x 230 μL nCoV reagent B 1 vial x 170 μL nCoV enzyme mix 1 vial x 390 μL nCoV internal control 2 vials x 1.4 mL nCoV positive control 2 vials x 1.4 mL nCoV negative control | Items required but not provided: Extraction/Purification: [If any of these items are not in the Eligible Diagnostics List, supplier shall upload a completed QA.APP.COV-02.01 to GHSC-QA Sharepoint as part of the procurement process] • Extraction reagent: PerkinElmer Nucleic Acid Extraction Kits, with product code KN0212. If other nucleic acid extraction reagents are used, they must first be verified before use. • Extraction/purification instruments and software: • Chemagic 360 instrument and software. • Pre-NAT II Automated Workstation and Software. Amplification and detection instruments: • Real Time PCR Instruments with FAM, HEX/VIC and ROX Channels, • Applied Biosystems7500 Real-Time PCR System (4351104 with Laptop, 4351105 with desktop) and software version 2.3. • SLAN 96P/96S and supporting software. | WHO PQ (EUL) |  | EUL-0501-192-00 | 2020-07-01 | v2.0 | CE-mark
Z-Path-COVID-19-CE | Primerdesign Ltd COVID-19 (genesig Real-Time PCR assay) | Primerdesign Ltd. | York House, School Lane, Chandlers Ford, SO53 4DG, United Kingdom and Northen Ireland | 96 Tests/kit | -20°C | 18 months | OROPHARYNGEAL NASOPARYNGEAL SPUTUM | Each kit contains: 2 x 525 μL vial oasig Lyophilised qPCR OneStep Master Mix 2 x 110 μL vial COVID-19 Primer & Probe Mix 2 x 600 μL vial Master Mix Resuspension buffer 2 x 1 500 μL vial Kit Resuspension buffer 1 x 500 μL vial Water RNase/DNase Free 1 x 600 μL vial COVID-19 Positive control template 2 x 1 000 μL vial RNA Internal extraction control | Items required but not provided: Extraction reagent [If any of these items are not in the Eligible Diagnostics List, supplier shall upload a completed QA.APP.COV-02.01 to GHSC-QA Sharepoint as part of the procurement process] • HAIN Lifescience GmbH GXT DNA/RNA Extraction Kit VER 2.0 (IFU-120102-10) Validated Real-Time PCR platforms: • Applied Biosystem® 7500 Real-Time PCR System (software version 2.3) product code:4351104) • Bio-Rad CFX96 Maestro (software version 1.1) product code: 1855201,1855195 • Roche® LightCycler 480 II (software version 1.5) product code: 05015278001 | WHO PQ (EUL) |  | EUL-0489-185-00 | 2020-04-01 | v1.0 | CE-mark
09N66-001 | Alinity m DBS Buffer Kit | Abbott Molecular Inc. | 1300 E. Touhy Avenue, Des Plaines, Illinoi, 60018-3815, USA | 4 x222 mL | 15-30 °C | 13 months | capillary or venous blood collected in an EDTA tube | Each kit contains: 4 x 222 mL bottles | This reagent has been validated for use with the following product line: • Alinity m HIV-1 AMP Kit (P/N 08N45-090) • Alinity m HIV-1 CAL Kit (P/N 08N45-070) • Alinity m HIV-1 CTRL Kit (P/N 08N45-080) Validated Instrument: • Alinity m System (P/N 08N53-002) | USAID (CDC) |  | TE 00867.00 |  |  | CE-mark
07460155190 | cobas® HPV | Roche Molecular Systems, Inc. | 1080 US Highway 202 South Branchburg, NJ 08876, USA | 480 tests cassette | 2-8 °C | 24 months from start of manufacture (>14 months at procurement) | Cervical cells | Below reagents are integrated into each cassette format 1 x 38 mL Proteinase solution (PASE) 1 Empty vessel (EV) 1 x 38 mL Elution buffer (EB) 14.5 mL Master Mix Reagent (MMX-R1) 17.5 mL HPV Master Mix Reagent 2 (HPV MMX-R2) | Amplification and detection instruments: • cobas® 6800 System (Moveable Platform; P/N 05524245001 and 06379672001) • cobas® 6800 System (Fixed Platform; P/N 05524245001 and 06379664001) • cobas® 8800 System (P/N 05412722001) • Sample Supply Module (P/N 06301037001) • Instrument Gateway (P/N 06349595001) | USAID |  | TE 00874.00 |  |  | CE
07460171190 | cobas® HPV Positive Control Kit | Roche Molecular Systems, Inc. | 1080 US Highway 202 South Branchburg, NJ 08876, USA | 16 x 1 mL | 2-8 °C | 24 months from start of manufacture (>14 months at procurement) | Cervical cells | Each kit contains: 16 x 1 mL HPV Positive Control (HPV (+) C) 4 mini racks | Amplification and detection instruments: • cobas® 6800 System (Moveable Platform; P/N 05524245001 and 06379672001) • cobas® 6800 System (Fixed Platform; P/N 05524245001 and 06379664001) • cobas® 8800 System (P/N 05412722001) • Sample Supply Module (P/N 06301037001) • Instrument Gateway (P/N 06349595001) | USAID |  | TE 00874.00 |  |  | CE
07002238190 | cobas® Buffer Negative Control Kit | Roche Molecular Systems, Inc. | 1080 US Highway 202 South Branchburg, NJ 08876, USA | 16 x 1 mL | 2-8 °C | 24 months from start of manufacture (>14 months at procurement) | Cervical cells | Each kit contains: 16 x 1 mL cobas® Buffer Negative Control (BUF (-) C) 4 mini racks | Amplification and detection instruments: • cobas® 6800 System (Moveable Platform; P/N 05524245001 and 06379672001) • cobas® 6800 System (Fixed Platform; P/N 05524245001 and 06379664001) • cobas® 8800 System (P/N 05412722001) • Sample Supply Module (P/N 06301037001) • Instrument Gateway (P/N 06349595001) | USAID |  | TE 00874.00 |  |  | CE
K20SUK-TFN-NC | DBS Kit | LabMate (PTY) Ltd. | Unit 11, South Cape Industrial Park, 17-19 Leo Road, Diep River, South Africa 7800 | 20 Tests/Kit | below 35 °C | 24 Months | capillary blood | Each kit contains: 1. 20 TFN DBS cards 2. 20 Glassine envelope 3. 60 1g sachets of silica gel with methyl violet indicator; vacuum packed 4. 20 Humidity indicator card (spots for 20%, 30%, 40%), vacuum packed 5. 20 Resealable, gas-impermeable bag 6. 20 White, self-adhesive, freezer label 7. 40 Powder free examination gloves – medium size (carries 2 glove brands) 8. 20 Lancet retractable, 2 mm long/depth x 1.5 mm wide blade 9. 20 Gauze swabs – 8 ply 10. 20 Alcohol swabs 11. 20 Adhesive bandage 12. 1 Drying rack 13. DBS instruction for use (2 sheets) |  | USAID |  | TE 00877.00 |  |  | USAID SPECIFICATION
K20SUK-TFN-AA-NC | DBS Kit | LabMate (PTY) Ltd. | Unit 11, South Cape Industrial Park, 17-19 Leo Road, Diep River, South Africa 7800 | 20 Tests/Kit | below 35 °C | 12 Months | capillary or venous blood | Each kit contains: 1. 20 TFN DBS cards 2. 20 Glassine envelope 3. 60 1g sachets of silica gel with methyl violet indicator; vacuum packed 4. 20 Humidity indicator card (spots for 20%, 30%, 40%), vacuum packed 5. 20 Resealable, gas-impermeable bag 6. 20 White, self-adhesive, freezer label 7. 40 Powder free examination gloves – medium size (carries 2 glove brands) 8. 20 Lancet retractable, 2 mm long/depth x 1.5 mm wide blade 9. 20 Blood collection needle with safety shield, 21 G (1-1.5 inches or 2.54-3.8 cm) 10. 20 Vacuum blood collection tube, K2EDTA, 4 mL volume 11. 20 Holder for the needle 12. 20 Tourniquet 13. 20 Gauze swab – 8 ply 14. 20 Alcohol swab 15. 20 Adhesive bandage 16. 1 Drying rack 17. DBS instruction for use (2 sheets) |  | USAID |  | TE 00878.00 |  |  | USAID SPECIFICATION
K20SUK-TFN-PVBS-NC | DBS Kit | LabMate (PTY) Ltd. | Unit 11, South Cape Industrial Park, 17-19 Leo Road, Diep River, South Africa 7800 | 20 Tests/Kit | below 35 °C | 12 Months | capillary or venous blood | Each kit contains: 1. 20 TFN DBS cards 2. 20 Glassine envelope 3. 60 1g sachets of silica gel with methyl violet indicator; vacuum packed 4. 20 Humidity indicator card (spots for 20%, 30%, 40%), vacuum packed 5. 20 Resealable, gas-impermeable bag 6. 20 White, self-adhesive, freezer label 7. 40 Powder free examination gloves – medium size (carries 2 glove brands) 8. 20 Lancet retractable, 2 mm long/depth x 1.5 mm wide blade 9. 20 Winged Blood collection needle, 23 G x 0.75-inch needle with 12-inch tubing 10. 20 Vacuum blood collection tube, K2EDTA, 2 mL volume 11. 20 Holder for the needle 12. 20 Tourniquet 13. 20 Gauze swab – 8 ply 14. 20 Alcohol swab 15. 20 Adhesive bandage 16. 1 Drying rack 17. DBS instruction for use (2 sheets) |  | USAID |  | TE 00879.00 |  |  | USAID SPECIFICATION
K50SUK-TFN-NC | DBS Kit | LabMate (PTY) Ltd. | Unit 11, South Cape Industrial Park, 17-19 Leo Road, Diep River, South Africa 7800 | 50 Tests/Kit | below 35 °C | 24 Months | capillary blood | Each kit contains: 1. 50 TFN DBS cards 2. 50 Glassine envelope 3. 150 1g sachets of silica gel with methyl violet indicator; vacuum packed 4. 50 Humidity indicator card (spots for 20%, 30%, 40%), vacuum packed 5. 50 Resealable, gas-impermeable bag 6. 50 White, self-adhesive, freezer label 7. 100 Powder free examination gloves – medium size (carries 2 glove brands) 8. 50 Lancet retractable, 2 mm long/depth x 1.5 mm wide blade 9. 50 Gauze swab – 8 ply 10. 50 Alcohol swab 11. 50 Adhesive bandage 12. 2 Drying rack 13. DBS instruction for use (2 sheets) |  | USAID |  | TE 00880.00 |  |  | USAID SPECIFICATION
K50SUK-TFN-AA-NC | DBS Kit | LabMate (PTY) Ltd. | Unit 11, South Cape Industrial Park, 17-19 Leo Road, Diep River, South Africa 7800 | 50 Tests/Kit | below 35 °C | 12 Months | capillary or venous blood | Each kit contains: 1. 50 TFN DBS cards 2. 50 Glassine envelope 3. 150 1g sachets of silica gel with methyl violet indicator; vacuum packed 4. 50 Humidity indicator card (spots for 20%, 30%, 40%), vacuum packed 5. 50 Resealable, gas-impermeable bag 6. 50 White, self-adhesive, freezer label 7. 100 Powder free examination gloves – medium size (carries 2 glove brands) 8. 50 Lancet retractable, 2 mm long/depth x 1.5 mm wide blade 9. 50 Blood collection needle with safety shield, 21 G (1-1.5 inches or 2.54-3.8 cm) 10. 50 Vacuum blood collection tube, K2EDTA, 4 mL volume 11. 50 Holder for the needle 12. 50 Tourniquet 13. 50 Gauze swab – 8 ply 14. 50 Alcohol swab 15. 50 Adhesive bandage 16. 2 Drying rack 17. DBS instruction for use (2 sheets) |  | USAID |  | TE 00881.00 |  |  | USAID SPECIFICATION
K50SUK-TFN-PVBS-NC | DBS Kit | LabMate (PTY) Ltd. | Unit 11, South Cape Industrial Park, 17-19 Leo Road, Diep River, South Africa 7800 | 50 Tests/Kit | below 35 °C | 12 Months | capillary or venous blood | Each kit contains: 1. 50 TFN DBS cards 2. 50 Glassine envelope 3. 150 1g sachets of silica gel with methyl violet indicator; vacuum packed 4. 50 Humidity indicator card (spots for 20%, 30%, 40%), vacuum packed 5. 50 Resealable, gas-impermeable bag 6. 50 White, self-adhesive, freezer label 7. 100 Powder free examination gloves – medium size (carries 2 glove brands) 8. 50 Lancet retractable, 2 mm long/depth x 1.5 mm wide blade 9. 50 Winged Blood collection needle, 23 G x 0.75-inch needle with 12-inch tubing 10. 50 Vacuum blood collection tube, K2EDTA, 2 mL volume 11. 50 Holder for the needle 12. 50 Tourniquet 13. 50 Gauze swab – 8 ply 14. 50 Alcohol swab 15. 50 Adhesive bandage 16. 2 Drying rack 17. DBS instruction for use (2 sheets) |  | USAID |  | TE 00882.00 |  |  | USAID SPECIFICATION
K20SUK-903-NC | DBS Kit | LabMate (PTY) Ltd. | Unit 11, South Cape Industrial Park, 17-19 Leo Road, Diep River, South Africa 7800 | 20 Tests/Kit | below 35 °C | 24 Months | capillary blood | Each kit contains: 1. 20 Whatman 903 DBS cards 2. 20 Glassine envelope 3. 60 1g sachets of silica gel with methyl violet indicator; vacuum packed 4. 20 Humidity indicator card (spots for 20%, 30%, 40%), vacuum packed 5. 20 Resealable, gas-impermeable bag 6. 20 White, self-adhesive, freezer label 7. 40 Powder free examination gloves – medium size (carries 2 glove brands) 8. 20 Lancet retractable, 2 mm long/depth x 1.5 mm wide blade 9. 20 Gauze swab – 8 ply 10. 20 Alcohol swab 11. 20 Adhesive bandage 12. 1 Drying rack 13. DBS instruction for use (2 sheets) |  | USAID |  | TE 00883.00 |  |  | USAID SPECIFICATION
K20SUK-903-AA-NC | DBS Kit | LabMate (PTY) Ltd. | Unit 11, South Cape Industrial Park, 17-19 Leo Road, Diep River, South Africa 7800 | 20 Tests/Kit | below 35 °C | 12 Months | capillary or venous blood | Each kit contains: 1. 20 Whatman 903 DBS cards 2. 20 Glassine envelope 3. 60 1g sachets of silica gel with methyl violet indicator; vacuum packed 4. 20 Humidity indicator card (spots for 20%, 30%, 40%), vacuum packed 5. 20 Resealable, gas-impermeable bag 6. 20 White, self-adhesive, freezer label 7. 40 Powder free examination gloves – medium size (carries 2 glove brands) 8. 20 Lancet retractable, 2 mm long/depth x 1.5 mm wide blade 9. 20 Blood collection needle with safety shield, 21 G (1-1.5 inches or 2.54-3.8 cm) 10. 20 Vacuum blood collection tube, K2EDTA, 4 mL volume 11. 20 Holder for the needle 12. 20 Tourniquet 13. 20 Gauze swab – 8 ply 14. 20 Alcohol swab 15. 20 Adhesive bandage 16. 1 Drying rack 17. DBS instruction for use (2 sheets) |  | USAID |  | TE 00884.00 |  |  | USAID SPECIFICATION
K20SUK-903-PVBS-NC | DBS Kit | LabMate (PTY) Ltd. | Unit 11, South Cape Industrial Park, 17-19 Leo Road, Diep River, South Africa 7800 | 20 Tests/Kit | below 35 °C | 12 Months | capillary or venous blood | Each kit contains: 1. 20 Whatman 903 DBS cards 2. 20 Glassine envelope 3. 60 1g sachets of silica gel with methyl violet indicator; vacuum packed 4. 20 Humidity indicator card (spots for 20%, 30%, 40%), vacuum packed 5. 20 Resealable, gas-impermeable bag 6. 20 White, self-adhesive, freezer label 7. 40 Powder free examination gloves – medium size (carries 2 glove brands) 8. 20 Lancet retractable, 2 mm long/depth x 1.5 mm wide blade 9. 20 Winged Blood collection needle, 23 G x 0.75-inch needle with 12-inch tubing 10. 20 Vacuum blood collection tube, K2EDTA, 2 mL volume 11. 20 Holder for the needle 12. 20 Tourniquet 13. 20 Gauze swab – 8 ply 14. 20 Alcohol swab 15. 20 Adhesive bandage 16. 1 Drying rack 17. DBS instruction for use (2 sheets) |  | USAID |  | TE 00885.00 |  |  | USAID SPECIFICATION
K50SUK-903-NC | DBS Kit | LabMate (PTY) Ltd. | Unit 11, South Cape Industrial Park, 17-19 Leo Road, Diep River, South Africa 7800 | 50 Tests/Kit | below 35 °C | 24 Months | capillary blood | Each kit contains: 1. 50 Whatman 903 DBS cards 2. 50 Glassine envelope 3. 150 1g sachets of silica gel with methyl violet indicator; vacuum packed 4. 50 Humidity indicator card (spots for 20%, 30%, 40%), vacuum packed 5. 50 Resealable, gas-impermeable bag 6. 50 White, self-adhesive, freezer label 7. 100 Powder free examination gloves – medium size (carries 2 glove brands) 8. 50 Lancet retractable, 2 mm long/depth x 1.5 mm wide blade 9. 50 Gauze swab – 8 ply 10. 50 Alcohol swab 11. 50 Adhesive bandage 12. 2 Drying rack 13. DBS instruction for use (2 sheets) |  | USAID |  | TE00886.00 |  |  | USAID SPECIFICATION
K50SUK-903-AA-NC | DBS Kit | LabMate (PTY) Ltd. | Unit 11, South Cape Industrial Park, 17-19 Leo Road, Diep River, South Africa 7800 | 50 Tests/Kit | below 35 °C | 12 Months | capillary or venous blood | Each kit contains: 1. 50 Whatman 903 DBS cards 2. 50 Glassine envelope 3. 150 1g sachets of silica gel with methyl violet indicator; vacuum packed 4. 50 Humidity indicator card (spots for 20%, 30%, 40%), vacuum packed 5. 50 Resealable, gas-impermeable bag 6. 50 White, self-adhesive, freezer label 7. 100 Powder free examination gloves – medium size (carries 2 glove brands) 8. 50 Lancet retractable, 2 mm long/depth x 1.5 mm wide blade 9. 50 Blood collection needle with safety shield, 21 G (1-1.5 inches or 2.54-3.8 cm) 10. 50 Vacuum blood collection tube, K2EDTA, 4 mL volume 11. 50 Holder for the needle 12. 50 Tourniquet 13. 50 Gauze swab – 8 ply 14. 50 Alcohol swab 15. 50 Adhesive bandage 16. 2 Drying rack 17. DBS instruction for use (2 sheets) |  | USAID |  | TE 00887.00 |  |  | USAID SPECIFICATION
K50SUK-903-PVBS-NC | DBS Kit | LabMate (PTY) Ltd. | Unit 11, South Cape Industrial Park, 17-19 Leo Road, Diep River, South Africa 7800 | 50 Tests/Kit | below 35 °C | 12 Months | capillary or venous blood | Each kit contains: 1. 50 Whatman 903 DBS cards 2. 50 Glassine envelope 3. 150 1g sachets of silica gel with methyl violet indicator; vacuum packed 4. 50 Humidity indicator card (spots for 20%, 30%, 40%), vacuum packed 5. 50 Resealable, gas-impermeable bag 6. 50 White, self-adhesive, freezer label 7. 100 Powder free examination gloves – medium size (carries 2 glove brands) 8. 50 Lancet retractable, 2 mm long/depth x 1.5 mm wide blade 9. 50 Winged Blood collection needle, 23 G x 0.75-inch needle with 12-inch tubing 10. 50 Vacuum blood collection tube, K2EDTA, 2 mL volume 11. 50 Holder for the needle 12. 50 Tourniquet 13. 50 Gauze swab – 8 ply 14. 50 Alcohol swab 15. 50 Adhesive bandage 16. 2 Drying rack 17. DBS instruction for use (2 sheets) |  | USAID |  | TE 00888.00 |  |  | USAID SPECIFICATION
KKIT-EXP20TSU-TFN-CB | DBS Kit | Lasec International (Pty) Ltd | 52 Old Mill Road, Ndabeni, Cape Town 7405, South Africa | 20 Tests/Kit | 10°C - 25°C | 20-22 months | capillary blood | Each kit contains: 1. 20 TFN DBS cards 2. 20 Glassine envelope 3. 60 1g sachets of silica gel with methyl violet indicator; vacuum packed 4. 20 Humidity indicator card (spots for 20%, 30%, 40%), vacuum packed 5. 20 Resealable, gas-impermeable bag 6. 20 White, self-adhesive, freezer label 7. 40 Powder free examination gloves – medium size 8. 20 Lancet retractable, 2 mm long/depth x 1.5 mm wide blade 9. 20 Gauze swabs – 8 ply 10. 20 Alcohol swabs 11. 20 Adhesive bandage 12. 1 Drying rack 13. DBS instruction for use (2 sheets) |  | USAID |  | TE 00869.00 |  |  | USAID SPECIFICATION
KKIT-EXP20TSU-TFN-AAVBS | DBS Kit | Lasec International (Pty) Ltd | 52 Old Mill Road, Ndabeni, Cape Town 7405, South Africa | 20 Tests/Kit | 10°C - 25°C | 12-14 months | capillary or venous blood | Each kit contains: 1. 20 TFN DBS cards 2. 20 Glassine envelope 3. 60 1g sachets of silica gel with methyl violet indicator; vacuum packed 4. 20 Humidity indicator card (spots for 20%, 30%, 40%), vacuum packed 5. 20 Resealable, gas-impermeable bag 6. 20 White, self-adhesive, freezer label 7. 40 Powder free examination gloves – medium size 8. 20 Lancet retractable, 2 mm long/depth x 1.5 mm wide blade 9. 20 Blood collection needle with safety shield, 21 G (1-1.5 inches or 2.54-3.8 cm) 10. 20 Vacuum blood collection tube, K2EDTA, 4 mL volume 11. 20 Holder for the needle 12. 20 Tourniquet 13. 20 Gauze swab – 8 ply 14. 20 Alcohol swab 15. 20 Adhesive bandage 16. 1 Drying rack 17. DBS instruction for use (2 sheets) |  | USAID |  | TE 00890.00 |  |  | USAID SPECIFICATION
KKIT-EXP20TSU-TFN-PVBS | DBS Kit | Lasec International (Pty) Ltd | 52 Old Mill Road, Ndabeni, Cape Town 7405, South Africa | 20 Tests/Kit | 10°C - 25°C | 12-14 months | capillary or venous blood | Each kit contains: 1. 20 TFN DBS cards 2. 20 Glassine envelope 3. 60 1g sachets of silica gel with methyl violet indicator; vacuum packed 4. 20 Humidity indicator card (spots for 20%, 30%, 40%), vacuum packed 5. 20 Resealable, gas-impermeable bag 6. 20 White, self-adhesive, freezer label 7. 40 Powder free examination gloves – medium size 8. 20 Lancet retractable, 2 mm long/depth x 1.5 mm wide blade 9. 20 Winged Blood collection needle, 23 G x 0.75-inch needle with 12-inch tubing 10. 20 Vacuum blood collection tube, K2EDTA, 2 mL volume 11. 20 Holder for the needle 12. 20 Tourniquet 13. 20 Gauze swab – 8 ply 14. 20 Alcohol swab 15. 20 Adhesive bandage 16. 1 Drying rack 17. DBS instruction for use (2 sheets) |  | USAID |  | TE 00891.00 |  |  | USAID SPECIFICATION
KKIT-EXP50TSU-TFN-CB | DBS Kit | Lasec International (Pty) Ltd | 52 Old Mill Road, Ndabeni, Cape Town 7405, South Africa | 50 Tests/Kit | 10°C - 25°C | 18-22 months | capillary blood | Each kit contains: 1. 50 TFN DBS cards 2. 50 Glassine envelope 3. 150 1g sachets of silica gel with methyl violet indicator; vacuum packed 4. 50 Humidity indicator card (spots for 20%, 30%, 40%), vacuum packed 5. 50 Resealable, gas-impermeable bag 6. 50 White, self-adhesive, freezer label 7. 100 Powder free examination gloves – medium size 8. 50 Lancet retractable, 2 mm long/depth x 1.5 mm wide blade 9. 50 Gauze swab – 8 ply 10. 50 Alcohol swab 11. 50 Adhesive bandage 12. 2 Drying rack 13. DBS instruction for use (2 sheets) |  | USAID |  | TE 00892.00 |  |  | USAID SPECIFICATION
KKIT-EXP50TSU-TFN-AAVBS | DBS Kit | Lasec International (Pty) Ltd | 52 Old Mill Road, Ndabeni, Cape Town 7405, South Africa | 50 Tests/Kit | 10°C - 25°C | 12-14 months | capillary or venous blood | Each kit contains: 1. 50 TFN DBS cards 2. 50 Glassine envelope 3. 150 1g sachets of silica gel with methyl violet indicator; vacuum packed 4. 50 Humidity indicator card (spots for 20%, 30%, 40%), vacuum packed 5. 50 Resealable, gas-impermeable bag 6. 50 White, self-adhesive, freezer label 7. 100 Powder free examination gloves – medium size 8. 50 Lancet retractable, 2 mm long/depth x 1.5 mm wide blade 9. 50 Blood collection needle with safety shield, 21 G (1-1.5 inches or 2.54-3.8 cm) 10. 50 Vacuum blood collection tube, K2EDTA, 4 mL volume 11. 50 Holder for the needle 12. 50 Tourniquet 13. 50 Gauze swab – 8 ply 14. 50 Alcohol swab 15. 50 Adhesive bandage 16. 2 Drying rack 17. DBS instruction for use (2 sheets) |  | USAID |  | TE 00893.00 |  |  | USAID SPECIFICATION
KKIT-EXP50TSU-TFN-PVBS | DBS Kit | Lasec International (Pty) Ltd | 52 Old Mill Road, Ndabeni, Cape Town 7405, South Africa | 50 Tests/Kit | 10°C - 25°C | 12-14 months | capillary or venous blood | Each kit contains: 1. 50 TFN DBS cards 2. 50 Glassine envelope 3. 150 1g sachets of silica gel with methyl violet indicator; vacuum packed 4. 50 Humidity indicator card (spots for 20%, 30%, 40%), vacuum packed 5. 50 Resealable, gas-impermeable bag 6. 50 White, self-adhesive, freezer label 7. 100 Powder free examination gloves – medium size 8. 50 Lancet retractable, 2 mm long/depth x 1.5 mm wide blade 9. 50 Winged Blood collection needle, 23 G x 0.75-inch needle with 12-inch tubing 10. 50 Vacuum blood collection tube, K2EDTA, 2 mL volume 11. 50 Holder for the needle 12. 50 Tourniquet 13. 50 Gauze swab – 8 ply 14. 50 Alcohol swab 15. 50 Adhesive bandage 16. 2 Drying rack 17. DBS instruction for use (2 sheets) |  | USAID |  | TE 00894.00 |  |  | USAID SPECIFICATION
KKIT-EXP20TSU-LWP-CB | DBS Kit | Lasec International (Pty) Ltd | 52 Old Mill Road, Ndabeni, Cape Town 7405, South Africa | 20 Tests/Kit | 10°C - 25°C | 20-22 months | capillary blood | Each kit contains: 1. 20 Whatman 903 DBS cards 2. 20 Glassine envelope 3. 60 1g sachets of silica gel with methyl violet indicator; vacuum packed 4. 20 Humidity indicator card (spots for 20%, 30%, 40%), vacuum packed 5. 20 Resealable, gas-impermeable bag 6. 20 White, self-adhesive, freezer label 7. 40 Powder free examination gloves – medium size 8. 20 Lancet retractable, 2 mm long/depth x 1.5 mm wide blade 9. 20 Gauze swab – 8 ply 10. 20 Alcohol swab 11. 20 Adhesive bandage 12. 1 Drying rack 13. DBS instruction for use (2 sheets) |  | USAID |  | TE 00895.00 |  |  | USAID SPECIFICATION
KKIT-EXP20TSU-LWP-AAVBS | DBS Kit | Lasec International (Pty) Ltd | 52 Old Mill Road, Ndabeni, Cape Town 7405, South Africa | 20 Tests/Kit | 10°C - 25°C | 12-14 months | capillary or venous blood | Each kit contains: 1. 20 Whatman 903 DBS cards 2. 20 Glassine envelope 3. 60 1g sachets of silica gel with methyl violet indicator; vacuum packed 4. 20 Humidity indicator card (spots for 20%, 30%, 40%), vacuum packed 5. 20 Resealable, gas-impermeable bag 6. 20 White, self-adhesive, freezer label 7. 40 Powder free examination gloves – medium size 8. 20 Lancet retractable, 2 mm long/depth x 1.5 mm wide blade 9. 20 Blood collection needle with safety shield, 21 G (1-1.5 inches or 2.54-3.8 cm) 10. 20 Vacuum blood collection tube, K2EDTA, 4 mL volume 11. 20 Holder for the needle 12. 20 Tourniquet 13. 20 Gauze swab – 8 ply 14. 20 Alcohol swab 15. 20 Adhesive bandage 16. 1 Drying rack 17. DBS instruction for use (2 sheets) |  | USAID |  | TE 00896.00 |  |  | USAID SPECIFICATION
KKIT-EXP20TSU-LWP-PVBS | DBS Kit | Lasec International (Pty) Ltd | 52 Old Mill Road, Ndabeni, Cape Town 7405, South Africa | 20 Tests/Kit | 10°C - 25°C | 12-14 months | capillary or venous blood | Each kit contains: 1. 20 Whatman 903 DBS cards 2. 20 Glassine envelope 3. 60 1g sachets of silica gel with methyl violet indicator; vacuum packed 4. 20 Humidity indicator card (spots for 20%, 30%, 40%), vacuum packed 5. 20 Resealable, gas-impermeable bag 6. 20 White, self-adhesive, freezer label 7. 40 Powder free examination gloves – medium size 8. 20 Lancet retractable, 2 mm long/depth x 1.5 mm wide blade 9. 20 Winged Blood collection needle, 23 G x 0.75-inch needle with 12-inch tubing 10. 20 Vacuum blood collection tube, K2EDTA, 2 mL volume 11. 20 Holder for the needle 12. 20 Tourniquet 13. 20 Gauze swab – 8 ply 14. 20 Alcohol swab 15. 20 Adhesive bandage 16. 1 Drying rack 17. DBS instruction for use (2 sheets) |  | USAID |  | TE 00897.00 |  |  | USAID SPECIFICATION
KKIT-EXP50TSU-LWP-CB | DBS Kit | Lasec International (Pty) Ltd | 52 Old Mill Road, Ndabeni, Cape Town 7405, South Africa | 50 Tests/Kit | 10°C - 25°C | 20-22 months | capillary blood | Each kit contains: 1. 50 Whatman 903 DBS cards 2. 50 Glassine envelope 3. 150 1g sachets of silica gel with methyl violet indicator; vacuum packed 4. 50 Humidity indicator card (spots for 20%, 30%, 40%), vacuum packed 5. 50 Resealable, gas-impermeable bag 6. 50 White, self-adhesive, freezer label 7. 100 Powder free examination gloves – medium size 8. 50 Lancet retractable, 2 mm long/depth x 1.5 mm wide blade 9. 50 Gauze swab – 8 ply 10. 50 Alcohol swab 11. 50 Adhesive bandage 12. 2 Drying rack 13. DBS instruction for use (2 sheets) |  | USAID |  | TE 00898.00 |  |  | USAID SPECIFICATION
KKIT-EXP50TSU-LWP-AAVBS | DBS Kit | Lasec International (Pty) Ltd | 52 Old Mill Road, Ndabeni, Cape Town 7405, South Africa | 50 Tests/Kit | 10°C - 25°C | 12-14 months | capillary or venous blood | Each kit contains: 1. 50 Whatman 903 DBS cards 2. 50 Glassine envelope 3. 150 1g sachets of silica gel with methyl violet indicator; vacuum packed 4. 50 Humidity indicator card (spots for 20%, 30%, 40%), vacuum packed 5. 50 Resealable, gas-impermeable bag 6. 50 White, self-adhesive, freezer label 7. 100 Powder free examination gloves – medium size 8. 50 Lancet retractable, 2 mm long/depth x 1.5 mm wide blade 9. 50 Blood collection needle with safety shield, 21 G (1-1.5 inches or 2.54-3.8 cm) 10. 50 Vacuum blood collection tube, K2EDTA, 4 mL volume 11. 50 Holder for the needle 12. 50 Tourniquet 13. 50 Gauze swab – 8 ply 14. 50 Alcohol swab 15. 50 Adhesive bandage 16. 2 Drying rack 17. DBS instruction for use (2 sheets) |  | USAID |  | TE 00898.00 |  |  | USAID SPECIFICATION
KKIT-EXP50TSU-LWP-PVBS | DBS Kit | Lasec International (Pty) Ltd | 52 Old Mill Road, Ndabeni, Cape Town 7405, South Africa | 50 Tests/Kit | 10°C - 25°C | 12-14 months | capillary or venous blood | Each kit contains: 1. 50 Whatman 903 DBS cards 2. 50 Glassine envelope 3. 150 1g sachets of silica gel with methyl violet indicator; vacuum packed 4. 50 Humidity indicator card (spots for 20%, 30%, 40%), vacuum packed 5. 50 Resealable, gas-impermeable bag 6. 50 White, self-adhesive, freezer label 7. 100 Powder free examination gloves – medium size 8. 50 Lancet retractable, 2 mm long/depth x 1.5 mm wide blade 9. 50 Winged Blood collection needle, 23 G x 0.75-inch needle with 12-inch tubing 10. 50 Vacuum blood collection tube, K2EDTA, 2 mL volume 11. 50 Holder for the needle 12. 50 Tourniquet 13. 50 Gauze swab – 8 ply 14. 50 Alcohol swab 15. 50 Adhesive bandage 16. 2 Drying rack 17. DBS instruction for use (2 sheets) |  | USAID |  | TE 00900.00 |  |  | USAID SPECIFICATION
PRD-03455 | Panther Run Kit for Real Time Assays, | Hologic, Inc. | San Diego, USA | 5000 Tests | Not available | 24 months |  | Assay Fluids kit Multi-tube Units Panther waste bag kit Panther waste bin cover | For use with the Panther system (P/N 303095). | WHO PQ | 2022-03-29 | PQDx 0236-078-00 September 2021, V9.0 |  |  | WHO PQ
06997511190 | cobas® omni Specimen Diluent | Roche Diagnostics GmbH | Sandhofer Strasse 116, 68305 Mannheim, Germany | 4 x 875 mL | 2-8 °C | Not available |  | 4 x 875 mL | For use with cobas HCV (P/N 6800/8800) on the cobas 6800/8800 system | WHO PQ | 2022-03-29 | PQDx 0465-118-00 | 2021-03-01 | v1.0 | CE-mark
06997538190 | cobas® omni Lysis Reagent | Roche Diagnostics GmbH | Sandhofer Strasse 116, 68305 Mannheim, Germany | 4 x 875 mL | 2-8 °C | Not available |  | 4 x 875 mL | For use with cobas HCV (P/N 6800/8800) on the cobas 6800/8800 system | WHO PQ | 2022-03-29 | PQDx 0465-118-00 | 2021-03-01 | v1.0 | CE-mark
06997503190 | cobas® omni Wash Reagent | Roche Diagnostics GmbH | Sandhofer Strasse 116, 68305 Mannheim, Germany | 4.2 L | 15-30°C. | Not available |  | 4.2 L | For use with cobas HCV (P/N 6800/8800) on the cobas 6800/8800 system | WHO PQ | 2022-03-29 | PQDx 0465-118-00 | 2021-03-01 | v1.0 | CE-mark
06997546190 | cobas® omni MGP Reagent | Roche Diagnostics GmbH | Sandhofer Strasse 116, 68305 Mannheim, Germany | 480 Tests | 2-8 °C | Not available |  | 480 Tests | For use with cobas HCV (P/N 6800/8800) on the cobas 6800/8800 system | WHO PQ | 2022-03-29 | PQDx 0465-118-00 | 2021-03-01 | v1.0 | CE-mark
03587797190 | COBAS® AmpliPrep/COBAS® TaqMan® Wash Reagent | Roche Diagnostics GmbH | Sandhofer Strasse 116, 68305 Mannheim, Germany | 1 x 5.1 L | 2-30 °C | 24 months | plasma or DBS |  | For use with COBAS® AmpliPrep/COBAS® TaqMan® HIV-1 Qualitative Test, version 2.0, (P/N 06693083190) on the COBAS® AmpliPrep Instrument | WHO PQ | 2022-03-30 | PQDx 0221-046-00 November 2019, v3.0 |  |  | CE-mark
06989861190 | COBAS® AmpliPrep/COBAS® TaqMan® Specimen Pre-Extraction Reagent (SPEX) | Roche Diagnostics GmbH | Sandhofer Strasse 116, 68305 Mannheim, Germany | 5 x 78 mL | 2-8 °C | 12 months | plasma or DBS |  | For use with COBAS® AmpliPrep/COBAS® TaqMan® HIV-1 Qualitative Test, version 2.0, (P/N 06693083190) on the COBAS® AmpliPrep Instrument | WHO PQ | 2022-03-30 | PQDx 0221-046-00 November 2019, v3.0 |  |  | CE-mark
K20SUK-AAVBS-GHSC | Adolescent and adult venous blood sampling (AAVBS) bundle | LabMate (PTY) Ltd. | Unit 11, South Cape Industrial Park, 17-19 Leo Road, Diep River, South Africa 7800 | 20 Kits | Dry Ambient <35°C | 12 months | NA | Each Kit Contains: * 1 - Blood collection needle with safety shield, 21 G * 1 - Vacuum blood collection tube, K2EDTA, 4 mL volume * 1 - Needle holder * 1 - Tourniquet |  | USAID | 2022-04-11 | TE 00933.00 |  |  | USAID SPECIFICATION
K20SUK-PVBS-GHSC | Pediatric Venous Blood Sampling (PVBS) bundle | LabMate (PTY) Ltd. | Unit 11, South Cape Industrial Park, 17-19 Leo Road, Diep River, South Africa 7800 | 20 Kits | Dry Ambient <35°C | 12 months | NA | Each Kit Contains: * 1 - Wing Blood collection needle, 23 G x 0.75 inch needle with approximately 12 inch tubing * 1 - Vacuum blood collection tube, K2EDTA, 2 mL volume * 1 - Holder for the needle * 1 - Tourniquet |  | USAID | 2022-04-11 | TE 00934.00 |  |  | USAID SPECIFICATION
K50SUK-AAVBS-GHSC | Adolescent and adult venous blood sampling (AAVBS) bundle | LabMate (PTY) Ltd. | Unit 11, South Cape Industrial Park, 17-19 Leo Road, Diep River, South Africa 7800 | 50 Kits | Dry Ambient <35°C | 12 months | NA | Each Kit Contains: * 1 - Blood collection needle with safety shield, 21 G * 1 - Vacuum blood collection tube, K2EDTA, 4 mL volume * 1 - Needle holder * 1 - Tourniquet |  | USAID | 2022-04-11 | TE 00935.00 |  |  | USAID SPECIFICATION
K50SUK-PVBS-GHSC | Pediatric Venous Blood Sampling (PVBS) bundle | LabMate (PTY) Ltd. | Unit 11, South Cape Industrial Park, 17-19 Leo Road, Diep River, South Africa 7800 | 50 Kits | Dry Ambient <35°C | 12 months | NA | Each Kit Contains: * 1 - Wing Blood collection needle, 23 G x 0.75 inch needle with approximately 12 inch tubing * 1 - Vacuum blood collection tube, K2EDTA, 2 mL volume * 1 - Holder for the needle * 1 - Tourniquet |  | USAID | 2022-04-11 | TE 00936.00 |  |  | USAID SPECIFICATION
KKIT-EXP20SU-AAVBS-MZ | Adolescent and adult venous blood sampling (AAVBS) bundle | Lasec International (Pty) Ltd | 52 Old Mill Road, Ndabeni, Cape Town 7405 | 20 Kits | 15-25°C. | 12 – 14 months | NA | Each Kit Contains: * 1 - Blood collection needle with safety shield, 21 G * 1 - Vacuum blood collection tube, K2EDTA, 4 mL volume * 1 - Needle holder * 1 - Tourniquet |  | USAID | 2022-04-11 | TE 00937.00 |  |  | USAID SPECIFICATION
KKIT-EXP20SU-PVBS-MZ | Pediatric Venous Blood Sampling (PVBS) bundle | Lasec International (Pty) Ltd | 52 Old Mill Road, Ndabeni, Cape Town 7405 | 20 Kits | 15-25°C | 12 – 14 months | NA | Each Kit Contains: * 1 - Wing Blood collection needle, 23 G x 0.75 inch needle with approximately 12 inch tubing * 1 - Vacuum blood collection tube, K2EDTA, 2 mL volume * 1 - Holder for the needle * 1 - Tourniquet |  | USAID | 2022-04-11 | TE 00938.00 |  |  | USAID SPECIFICATION
KKIT-EXP50SU-AAVBS-MZ | Adolescent and adult venous blood sampling (AAVBS) bundle | Lasec International (Pty) Ltd | 52 Old Mill Road, Ndabeni, Cape Town 7405 | 50 Kits | 15-25°C | 12 – 14 months | NA | Each Kit Contains: * 1 - Blood collection needle with safety shield, 21 G * 1 - Vacuum blood collection tube, K2EDTA, 4 mL volume * 1 - Needle holder * 1 - Tourniquet |  | USAID | 2022-04-11 | TE 00939.00 |  |  | USAID SPECIFICATION
KKIT-EXP50SU-PVBS-MZ | Pediatric Venous Blood Sampling (PVBS) bundle | Lasec International (Pty) Ltd | 52 Old Mill Road, Ndabeni, Cape Town 7405 | 50 Kits | 15-25°C | 12 – 14 months | NA | Each Kit Contains: * 1 - Wing Blood collection needle, 23 G x 0.75 inch needle with approximately 12 inch tubing * 1 - Vacuum blood collection tube, K2EDTA, 2 mL volume * 1 - Holder for the needle * 1 - Tourniquet |  | USAID | 2022-04-11 | TE 00940.00 |  |  | USAID SPECIFICATION
08792992190 | cobas® HIV-1 | Roche Molecular Systems, Inc. | 1080 US Highway 202 South, Branchburg, New Jersey, 08876, USA | 120 Tests | 2-8 °C | 24 Months | DBS, PSC, plasma | Each Kit Contains: *MMX R1 (Master Mix Reagent 1), 10 x 1.75 mL *HIV-1 MMX R2 (Master Mix Reagent 2 with all the primers), 10 x 0.5 mL *RNA QS (RNA Quantitation standard), 10 x 1.75 mL | To be used on cobas 4800 instrument | USAID (CDC) | 2022-05-11 | TE 00921.00 |  |  | CDC/USAID
08064695190 | SPER | Roche Molecular Systems, Inc. | 1080 US Highway 202 South, Branchburg, New Jersey, 08876, USA | 15 x 40 mL | 2-8 °C | 24 Months | DBS | 15 x 40 mL | To be used on cobas 4800 instrument | USAID (CDC) | 2022-05-11 | TE 00921.00 |  |  | CDC/USAID
304A | GenoType MTBDRplus VER 2.0 | Haine Lifescience GmbH | Hardwiesenstr. 1, 72147 Nehren, Germany | 12 | Kit component 1: 2-8 °C Kit component at -20 to -10 °C | Not available | pulmonary smear-positive or -negative clinical specimens and cultivated sample | Kit component 1 12 Membrane strips (MTBDRplus VER 2.0 STRIPS) 0.3 mL Denaturation Solution (DEN) 20 mL Hybridization Buffer (HYB) 20 mL Stringent Wash Solution (STR) 50 mL Rinse Solution (RIN) 0.2 mL Conjugate Concentrate (CON-C) 20 mL Conjugate Buffer (CON-D) 0.2 mL Substrate Concentrate (SUB-C) 20 mL Substrate Buffer (SUB-D) 1 Tray, evaluation sheet 1 Instructions for use, template Kit component 2 0.15 mL Amplification Mix A (AM-A GT MTBDRplus VER 2.0) 0.53 mL Amplification Mix B (AM-B GT MTBDRplus VER 2.0) | Limit procurment to Kenya Instrument: GTQ-Cycler 96 or other thermal cycler | USAID | 06/03/2022 |  |  |  | CE Self-Certification
30496A | GenoType MTBDRplus VER 2.0 | Haine Lifescience GmbH | Hardwiesenstr. 1, 72147 Nehren, Germany | 96 | Kit component 1: 2-8 °C Kit component at -20 to -10 °C | Up to 18 months | pulmonary smear-positive or -negative clinical specimens and cultivated sample | Kit component 1 2 x 48 Membrane strips (MTBDRplus VER 2.0 STRIPS) 2 x 1.2 mL Denaturation Solution (DEN) 120 mL Hybridization Buffer (HYB) 120 mL Stringent Wash Solution (STR) 3 x 120 mL Rinse Solution (RIN) 1.2 mL Conjugate Concentrate (CON-C) 120 mL Conjugate Buffer (CON-D) 1.2 mL Substrate Concentrate (SUB-C) 120 mL Substrate Buffer (SUB-D) 4 Trays, evaluation sheet 1 Instructions for use, template Kit component 2 4 x 0.3 mL Amplification Mix A (AM-A GT MTBDRplus VER 2.0) 4 x 1.05 mL Amplification Mix B (AM-B GT MTBDRplus VER 2.0) | Limit procurment to Kenya Instrument: GTQ-Cycler 96 or other thermal cycler | USAID | 06/03/2022 |  |  |  | CE Self-Certification
51612 | GenoLyse® | Haine Lifescience GmbH | Hardwiesenstr. 1, 72147 Nehren, Germany | 12 | Not available | Not available | Not available | Not available | Limit procurement to Kenya For manual extraction | USAID | 06/03/2022 |  |  |  | CE Self-Certification
51610 | GenoLyse® | Haine Lifescience GmbH | Hardwiesenstr. 1, 72147 Nehren, Germany | 96 | Not available | Not available | Not available | Not available | Limit procurement to Kenya For manual extraction | USAID | 06/03/2022 |  |  |  | CE Self-Certification
317A | GenoType MTBDRsl VER 2.0 | Haine Lifescience GmbH | Hardwiesenstr. 1, 72147 Nehren, Germany | 12 | Kit component 1: 2-8 °C Kit component at -20 to -10 °C | Not available | pulmonary smear-positive or -negative clinical specimens and cultivated sample | Kit component 1 12 Membrane strips (MTBDRsl VER 2.0 STRIPS) 0.3 mL Denaturation Solution (DEN) 20 mL Hybridization Buffer (HYB) 20 mL Stringent Wash Solution (STR) 50 mL Rinse Solution (RIN) 0.2 mL Conjugate Concentrate (CON-C) 20 mL Conjugate Buffer (CON-D) 0.2 mL Substrate Concentrate (SUB-C) 20 mL Substrate Buffer (SUB-D) 1 Tray, evaluation sheet 1 Instructions for use, template Kit component 2 0.15 mL Amplification Mix A (AM-A GT MTBDRsl VER 2.0) 0.53 mL Amplification Mix B (AM-B GT MTBDRsl VER 2.0) | Limit procurement to Kenya Instrument: GTQ-Cycler 96 or other thermal cycler | USAID | 06/03/2022 |  |  |  | CE Self-Certification
31796A | GenoType MTBDRsl VER 2.0 | Haine Lifescience GmbH | Hardwiesenstr. 1, 72147 Nehren, Germany | 96 | Kit component 1: 2-8 °C Kit component at -20 to -10 °C | Up to 18 months | pulmonary smear-positive or -negative clinical specimens and cultivated sample | Kit component 1 2 x 48 Membrane strips (MTBDRls VER 2.0 STRIPS) 2 x 1.2 mL Denaturation Solution (DEN) 120 mL Hybridization Buffer (HYB) 120 mL Stringent Wash Solution (STR) 3 x 120 mL Rinse Solution (RIN) 1.2 mL Conjugate Concentrate (CON-C) 120 mL Conjugate Buffer (CON-D) 1.2 mL Substrate Concentrate (SUB-C) 120 mL Substrate Buffer (SUB-D) 4 Trays, evaluation sheet 1 Instructions for use, template Kit component 2 4 x 0.3 mL Amplification Mix A (AM-A GT MTBDRls VER 2.0) 4 x 1.05 mL Amplification Mix B (AM-B GT MTBDRls VER 2.0) | Limit procurement to Kenya Instrument: GTQ-Cycler 96 or other thermal cycler | USAID | 06/03/2022 |  |  |  | CE Self-Certification
8.31.01 | GXT DNA/RNA Extraction Kit | Haine Lifescience GmbH | Hardwiesenstr. 1, 72147 Nehren, Germany | 12 | Not available | Not available |  | Not available | Limit procurement to Kenya Instrument: GenoXtract (8.31.01) | USAID | 06/03/2022 |  |  |  | CE Self-Certification
12.01.02 | GXT DNA/RNA Extraction Kit | Haine Lifescience GmbH | Hardwiesenstr. 1, 72147 Nehren, Germany | 96 | Not available | Not available |  | Not available | Limit procurement to Kenya Instrument: GenoXtract (8.31.01) | USAID | 06/03/2022 |  |  |  | CE Self-Certification
299 | GenoType Mycobacterium CM | Haine Lifescience GmbH | Hardwiesenstr. 1, 72147 Nehren, Germany | 12 | Up to 4 weeks: 2-8 °C Long term storage at -2 | Not available | Bacteria grown in either culture plate or liquid media | Kit contains 12 Membrane strips (Mycobacterium CM STRIPS) 0.5 mL Primer Nucleotide Mix (PNM Mycobacterium CM/AS) 0.3 mL Denaturation Solution (DEN) 20 mL Hybridization Buffer (HYB) 20 mL Stringent Wash Solution (STR) 50 mL Rinse Solution (RIN) 0.2 mL Conjugate Concentrate (CON-C) 20 mL Conjugate Buffer (CON-D) 0.2 mL Substrate Concentrate (SUB-C) 20 mL Substrate Buffer (SUB-D) 1 Tray, evaluation sheet 1 Instructions for use, template | Limit procurement to Kenya | USAID | 06/03/2022 |  |  |  | CE Self-Certification
29996 | GenoType Mycobacterium CM | Haine Lifescience GmbH | Hardwiesenstr. 1, 72147 Nehren, Germany | 96 | Up to 4 weeks: 2-8 °C Long term storage at -2 | Not available | Bacteria grown in either culture plate or liquid media | Kit contains 2 x 48 Membrane strips (Mycobacterium AS STRIPS) 4 mL Primer Nucleotide Mix (PNM Mycobacterium CM/AS) 2 x 1.2 mL Denaturation Solution (DEN) 120 mL Hybridization Buffer (HYB) 120 mL Stringent Wash Solution (STR) 3 x 120 mL Rinse Solution (RIN) 1.2 mL Conjugate Concentrate (CON-C) 120 mL Conjugate Buffer (CON-D) 1.2 mL Substrate Concentrate (SUB-C) 120 mL Substrate Buffer (SUB-D) 4 Trays, evaluation sheet 1 Instructions for use, template | Limit procurement to Kenya | USAID | 06/03/2022 |  |  |  | CE Self-Certification
298 | GenoType Mycobacterium AS | Haine Lifescience GmbH | Hardwiesenstr. 1, 72147 Nehren, Germany | 12 | Kit component 1: 2-8 °C Kit component at -20 to -10 °C | Not available | Bacteria grown in either culture plate or liquid media | Kit component 1 12 Membrane strips (Mycobacterium AS STRIPS) 0.3 mL Denaturation Solution (DEN) 20 mL Hybridization Buffer (HYB) 20 mL Stringent Wash Solution (STR) 50 mL Rinse Solution (RIN) 0.2 mL Conjugate Concentrate (CON-C) 20 mL Conjugate Buffer (CON-D) 0.2 mL Substrate Concentrate (SUB-C) 20 mL Substrate Buffer (SUB-D) 1 Tray, evaluation sheet 1 Instructions for use, template Kit component 2 0.15 mL Amplification Mix A (AM-A GT Mycobacterium AS) 0.53 mL Amplification Mix B (AM-B GT Mycobacterium AS) 0.25 mL Internal Control 0.1 mL Control DNA | Limit procurement to Kenya | USAID | 06/03/2022 |  |  |  | CE Self-Certification
29896 | GenoType Mycobacterium AS | Haine Lifescience GmbH | Hardwiesenstr. 1, 72147 Nehren, Germany | 96 | Kit component 1: 2-8 °C Kit component at -20 to -10 °C | Not available | Bacteria grown in either culture plate or liquid media | Kit component 1 2 x 48 Membrane strips (Mycobacterium AS STRIPS) 2 x 1.2 mL Denaturation Solution (DEN) 120 mL Hybridization Buffer (HYB) 120 mL Stringent Wash Solution (STR) 3 x 120 mL Rinse Solution (RIN) 1.2 mL Conjugate Concentrate (CON-C) 120 mL Conjugate Buffer (CON-D) 1.2 mL Substrate Concentrate (SUB-C) 120 mL Substrate Buffer (SUB-D) 4 Trays, evaluation sheet 1 Instructions for use, template Kit component 2 4 x 0.3 mL Amplification Mix A (AM-A GT Mycobacterium AS) 4 x 1.05 mL Amplification Mix B (AM-B GT Mycobacterium AS) 0.25 mL Internal Control 0.1 mL Control DNA | Limit procurement to Kenya | USAID | 06/03/2022 |  |  |  | CE Self-Certification
05235910190 | cobas®4800 HPV AMP/DET Kit | Roche Molecular Systems, Inc. | Roche Molecular Systems, Inc. 1080 US Highway 202 South Branchburg, NJ 08876 USA | 960 tests | 2 - 8 ⁰C | > 14 months at procurement | cervical cells | Each kit contains: 20 x 1.0 mL HPV MMX (cobas®4800 HPV Master Mix) 10 x 1.0 mL HPV Mg/Mn (cobas®4800 HPV Mg/Mn Solution) | To be used with cobas 4800 systems | USAID | TE 00829.01 |  |  |  | CE Self-Certification
BS-SY-WCOR-304-100 | SARS-CoV-2 (2019-nCoV) qPCR Detection Kit | Bioeksen R&D Technologies Ltd | ITU Teknokent ARI 3 Building No: 4/B 105 Reşitpaşa Mah. Katar Cd, Istanbul, Turkey | 100 Tests | ≤ –20°C | 15 Months | nasopharyngeal swab and oropharyngeal swab samples | Each kit contains: 1 vial x 250 μL Oligo Mix 1 vial x 500 μL 2X Prime Script Mix 1 tube x 700 μL tube SARS-CoV-2 2 vials x 1000 μL NTC 1 vial x 250 μL PC | Items required but not provided: Extraction/Purification: RINATM M14 Nucleic Acid Extraction Robot (Cat No: RINA-M14-01) and its consumables (Cat No: RN-NA-14-111-100] Real-Time PCR equipment: • Applied Biosystems 7500/7500 Fast real-time PCR systems (Real-time PCR software v2.4) | WHO PQ (EUL) | 44719 | EUL-0497-190-00 | 2021-02-01 | v1.0 | CE-mark
9203079190 | Elecsys Anti-SARS-CoV-2 | Roche Diagnostics GmbH | Sandhofer Strasse 116, 68305 Mannheim, Germany | 300 Tests | 2-8 °C | 16 months | Serum and plasma specimens | Each kit contains: Reagen track pack labelled as COV2 M: Streptavidin-coated microparticles (1 bottle x 16 mL) R1: SARS‑CoV‑2‑Ag~biotin (1 bottle x 18.8 mL) R2: SARS‑CoV‑2‑Ag ~Ru(bpy) ( 1X 18.8 mL) ACOV2 Cal1 - Negative calibrator 1 (1 bottle x 0.67 mL) ACOV2 Cal2 - Positive calibrator 1 (1 bottle x 0.67 mL) | Items required but not provided: Reagents: PreciControl Anti-SARS-CoV-2 (P/N 09216928190) Diluent MultiAssay ( P/N 07299010190) Diluent MultiAssay (P/N 03609987190) Immuno analyzer: cobas e 411/601/602/801 | WHO PQ (EUL) | 2022-07-12 | EUL-0542-118-00 | 2021-02-01 | v1.0 | CE-mark
9203095190 | Elecsys Anti-SARS-CoV-2 | Roche Diagnostics GmbH | Sandhofer Strasse 116, 68305 Mannheim, Germany | 200 Tests | 2-8 °C | 16 months | Serum and plasma specimens | Each kit contains: Reagen track pack labelled as COV2 M: Streptavidin-coated microparticles (1 bottle x 12 mL) R1: SARS‑CoV‑2‑Ag~biotin (1 bottle x 16 mL) R2: SARS‑CoV‑2‑Ag ~Ru(bpy) ( 1X 18.8 mL) ACOV2 Cal1 - Negative calibrator 1 (1 bottle x 0.67 mL) ACOV2 Cal2 - Positive calibrator 1 (1 bottle x 0.67 mL) | Items required but not provided: Reagents: PreciControl Anti-SARS-CoV-2 (P/N 09216928190) Diluent MultiAssay (P/N 07299010190) Diluent MultiAssay (P/N 03609987190) Immuno analyzer: cobas e 411/601/602/801 | WHO PQ (EUL) | 2022-06-07 | EUL-0542-118-00 | 2021-02-01 | v1.0 | CE-mark
RV008 | RADI COVID-19 Detection Kit | KH Medical Co., Ltd | #C-1402, 947, Hanam-daero, Hanam-si, Gyeonggi-do 12982, Republic of Korea | 100 Tests | -25°C to -15°C | 8 months | Nasopharyngeal and oropharyngeal swab | Each kit contains: 500 µl x 1 vial SARS-CoV-2 Primer & Probe Mixture 1 000 µl x 1 vial 3X RT Master Mix 300 µl x 1 via SARS-CoV-2 Positive Control 1 000 µl x 1 vial RNase free Water 1 000 µl x 1 vial SARS-CoV-2 Extraction Control | Items required but not provided: Extraction/Purification: QIAamp Viral RNA Mini Kit (Qiagen, Cat.no: 52906), Viral Transport Medium: Clinical Virus Transport Medium (Noble Biosciences, Cat.no: UTNFS-3B-2) (Swabs included) Real-Time PCR equipment: • CFX96 Real-Time PCR Detection System, Bio-Rad (Cat.no: 1845097 / S/W ver.: 1.6) | WHO PQ (EUL) | 2022-07-12 | EUL-0538-214-00 | 2022-06-01 | v2.0 | CE-mark
R0182C | OnSite COVID-19 Ag Rapid Test | CTK Biotech, Inc. | 13855 Stowe Dr. Poway, CA 92064, United States of America | 20 Tests | 2-30 °C | 12 months | Nasal | Each kit contains: 20 Individually sealed foil pouches containing: a. One cassette device b. One desiccant 20 Sealed pouch containing pre-filled extraction tubes 20 Extraction tube nozzles 1 Extraction tube rack 20 Individually sealed pouches containing a sterile swab 1 Instructions for Use |  | WHO PQ (EUL) | 2022-06-07 | EUL-0653-143-00 | 2022-02-01 | v1.0 | CE-mark
GXMTB/RIF-ULTRA-10 | Xpert® MTB/RIF Ultra | Cepheid AB | Röntgenvägen 5, SE-171 54 Solna, Sweden | 10 tests | 2-28 °C |  | Sputum | Each Kit contains: 10 cartridges 8 mL x 10 sample reagent bottles 1 CD 12 disposable transfer pipettes | Instrument: GeneXpert Dx System or GeneXpert Infinity Systems (catalog number varies by configuration): GeneXpert Instrument, computer, barcode scanner, and operator manual • For GeneXpert Dx system: Software version 4.7b or higher • For GeneXpert Infinity system: Software version 6.4b or high | USAID | 2022-06-21 |  |  |  | CE Self-Certification
GXMTB/RIF-ULTRA-50 | Xpert® MTB/RIF Ultra | Cepheid AB | Röntgenvägen 5, SE-171 54 Solna, Sweden | 50 tests | 2-28 °C |  | Sputum | Each Kit contains: 50 cartridges 8 mL x 50 sample reagent bottles 1 CD 60 disposable transfer pipettes | Instrument: GeneXpert Dx System or GeneXpert Infinity Systems (catalog number varies by configuration): GeneXpert Instrument, computer, barcode scanner, and operator manual • For GeneXpert Dx system: Software version 4.7b or higher • For GeneXpert Infinity system: Software version 6.4b or high | USAID | 2022-06-21 |  |  |  | CE Self-Certification
L031-129R5 | SARS-CoV-2 Antigen Rapid Test (Flowflex) | Acon Biotech (Hangzhou) Co. Ltd | 398 TianMushan Road, Gundang Industrial Park Hangzhou 310023, China | 25 Tests | 2 - 30°C | 24 months | Nasal & Nasopharyngeal swab specimens | Each kit contains: 25 Test cassettes 1 Positive control swab 1 Negative control swab 25 Disposable swab (Nasal swabs) 25 Extraction buffer tubes 1 Package insert 1 Specimen collection guide |  | WHO PQ (EUL) | 2022-07-12 | EUL-0597-021-00 | 2022-05-01 | v1.0 | CE-mark
L031-129T5 | SARS-CoV-2 Antigen Rapid Test (Flowflex) | Acon Biotech (Hangzhou) Co. Ltd | 398 TianMushan Road, Gundang Industrial Park Hangzhou 310023, China | 25 Tests | 2 - 30°C | 24 months | Nasal & Nasopharyngeal swab specimens | Each kit contains: 25 Test cassettes 1 Positive control swab 1 Negative control swab 25 Disposable swab (Nasopharyngeal swabs) 25 Extraction buffer tubes 1 Package insert 1 Specimen collection guide |  | WHO PQ (EUL) | 2022-07-12 | EUL-0597-021-00 | 2022-05-01 | v1.0 | CE-mark
L031-129V5 | SARS-CoV-2 Antigen Rapid Test (Flowflex) | Acon Biotech (Hangzhou) Co. Ltd | 398 TianMushan Road, Gundang Industrial Park Hangzhou 310023, China | 25 Tests | 2 - 30°C | 24 months | Nasal & Nasopharyngeal swab specimens | Each kit contains: 25 Test cassettes 1 Positive control swab 1 Negative control swab 25 Disposable swab (Nasal swabs) 25 Extraction buffer tubes Extraction buffer (2 x 6 mL vials) 1 Package insert 1 Specimen collection guide |  | WHO PQ (EUL) | 2022-07-12 | EUL-0597-021-00 | 2022-05-01 | v1.0 | CE-mark
L031-129W5 | SARS-CoV-2 Antigen Rapid Test (Flowflex) | Acon Biotech (Hangzhou) Co. Ltd | 398 TianMushan Road, Gundang Industrial Park Hangzhou 310023, China | 25 Tests | 2 - 30°C | 24 months | Nasal & Nasopharyngeal swab specimens | Each kit contains: 25 Test cassettes 1 Positive control swab 1 Negative control swab 25 Disposable swab (Nasopharyngeal swabs) 25 Extraction buffer tubes 25 Extraction buffer tubes Extraction buffer (2 x 6 mL vials) 1 Package insert 1 Specimen collection guide |  | WHO PQ (EUL) | 2022-07-12 | EUL-0597-021-00 | 2022-05-01 | v1.0 | CE-mark
L031-129U5 | SARS-CoV-2 Antigen Rapid Test (Flowflex) | Acon Biotech (Hangzhou) Co. Ltd | 398 TianMushan Road, Gundang Industrial Park Hangzhou 310023, China | 5 Tests | 2 - 30°C | 24 months | Nasal & Nasopharyngeal swab specimens | Each kit contains: 5 Test cassettes 5 Disposable swab (Nasal swabs) 5 Extraction buffer tubes 1 Package insert 1 Specimen collection guide |  | WHO PQ (EUL) | 2022-07-12 | EUL-0597-021-00 | 2022-05-01 | v1.0 | CE-mark
L031-129Y5 | SARS-CoV-2 Antigen Rapid Test (Flowflex) | Acon Biotech (Hangzhou) Co. Ltd | 398 TianMushan Road, Gundang Industrial Park Hangzhou 310023, China | 5 Tests | 2 - 30°C | 24 months | Nasal & Nasopharyngeal swab specimens | Each kit contains: 5 Test cassettes 5 Disposable swab (Nasopharyngeal swabs) 5 Extraction buffer tubes 1 Package insert 1 Specimen collection guide |  | WHO PQ (EUL) | 2022-07-12 | EUL-0597-021-00 | 2022-05-01 | v1.0 | CE-mark
L016000110012 | LumiraDx SARS-CoV-2 Ag Test | LumiraDx UK Ltd | Dumyat Business Park Alloa, FK10 2PB, United Kingdom of Great Britain and Northern Ireland | 12 Tests | 2 - 30°C | 6 months | Nasal swab | Each kit contains: 12 LumiraDx Test Strips packed individually in sealed desiccant foil pouches 1 LumiraDx Test Product Insert 1 RFID (Radio frequency ID) Tag held inside the Test Strip carton 1 Quick Reference Instructions 12 Extraction Buffer Vials 12 Dropper Lids |  | WHO PQ (EUL) | 2022-07-12 | EUL-0578-234-00 | 2022-06-01 | v1.0 | CE-mark
L016000110024 | LumiraDx SARS-CoV-2 Ag Test | LumiraDx UK Ltd | Dumyat Business Park Alloa, FK10 2PB, United Kingdom of Great Britain and Northern Ireland | 24 Tests | 2 - 30°C | 6 months | Nasal swab | Each kit contains: 24 LumiraDx Test Strips packed individually in sealed desiccant foil pouches 1 LumiraDx Test Product Insert 1 RFID (Radio frequency ID) Tag held inside the Test Strip carton 1 Quick Reference Instructions 24 Extraction Buffer Vials 24 Dropper Lids |  | WHO PQ (EUL) | 2022-07-12 | EUL-0578-234-00 | 2022-06-01 | v1.0 | CE-mark
L016000110048 | LumiraDx SARS-CoV-2 Ag Test | LumiraDx UK Ltd | Dumyat Business Park Alloa, FK10 2PB, United Kingdom of Great Britain and Northern Ireland | 48 Tests | 2 - 30°C | 6 months | Nasal swab | Each kit contains: 48 LumiraDx Test Strips packed individually in sealed desiccant foil pouches 1 LumiraDx Test Product Insert 1 RFID (Radio frequency ID) Tag held inside the Test Strip carton 1 Quick Reference Instructions 48 Extraction Buffer Vials 48 Dropper Lids |  | WHO PQ (EUL) | 2022-07-12 | EUL-0578-234-00 | 2022-06-01 | v1.0 | CE-mark
06979599190 | cobas HIV-1 Quantitative nucleic acid test kit | Roche Diagnostics GmbH | Sandhofer Strasse 116, Mannheim, 68305 Germany | 120 Tests | 2-8°C | 16 months | EDTA Plasma | Each kit contains: 10 x 1.75 mL cobas® Master Mix Reagent 1 10 x 0.5 mL cobas® HIV-1 Master Mix Reagent 2 10 x 1.75 mL cobas® RNA Quantitation Standard | Required instrumentation and software: cobas 4800 System cobas 4800 System Application Software (Core) Version 2.2.0 or higher cobas 4800 System cobasHIV-1 AP v1.1.0 or higher | WHO PQ |  | PQDx 0373-118-00 | 2021-09-21 | v1.0 | CE-mark
06979572190 | cobas HBV/HCV/HIV-1 Control Kit | Roche Diagnostics GmbH | Sandhofer Strasse 116, Mannheim, 68305 Germany | 10 sets | 2-8°C | 16 months |  | Each kit contains: 10 x 0.75 mL cobas® HBV/HCV/HIV-1 Low Positive Control 10 x 0.75 mL cobas® HBV/HCV/HIV-1 High Positive Contro 10 x 0.75 mLcobas® Negative Control | For use with cobas HIV-1 Quantitative nucleic acid test kit (P/N 06979599190) on cobas 4800 system | WHO PQ |  | PQDx 0373-118-00 | 2021-09-21 | v1.0 | CE-mark
06979513190 | cobas 4800 System Sample Preparation Kit 2 | Roche Diagnostics GmbH | Sandhofer Strasse 116, Mannheim, 68305 Germany | 240 tests | 2-8°C | 16 months |  | Each kit contains: 10 x 8 mL cobas® 4800 MGP Reagent 2 10 x 17 mL cobas® 4800 Elution Buffer 2 | For use with cobas HIV-1 Quantitative nucleic acid test kit (P/N 06979599190) on cobas 4800 system | WHO PQ |  | PQDx 0373-118-00 | 2021-09-21 | v1.0 | CE-mark
06979521190 | cobas 4800 System Sample Preparation Kit 2 | Roche Diagnostics GmbH | Sandhofer Strasse 116, Mannheim, 68305 Germany | 960 tests | 2-8°C | 16 months |  | Each kit contains: 10 x 16 mL cobas® 4800 MGP Reagent 2 10 x 17 mL cobas® 4800 Elution Buffer 2 | For use with cobas HIV-1 Quantitative nucleic acid test kit (P/N 06979599190) on cobas 4800 system | WHO PQ |  | PQDx 0373-118-00 | 2021-09-21 | v1.0 | CE-mark
06979556190 | cobas 4800 System Specimen Diluent 2 | Roche Diagnostics GmbH | Sandhofer Strasse 116, Mannheim, 68305 Germany | 240 tests | 2-8°C | 16 months |  | 10 x 8 mL Tris buffer | For use with cobas HIV-1 Quantitative nucleic acid test kit (P/N 06979599190) on cobas 4800 system | WHO PQ |  | PQDx 0373-118-00 | 2021-09-21 | v1.0 | CE-mark
06979530190 | cobas 4800 System Lysis Kit 2 | Roche Diagnostics GmbH | Sandhofer Strasse 116, Mannheim, 68305 Germany | 240 tests | 2-8°C | 16 months |  | Each kit contains: 10 x 1.0 mL cobas® 4800 Protease 2 10 x 27 mL cobas® 4800 Lysis Buffer 2 | For use with cobas HIV-1 Quantitative nucleic acid test kit (P/N 06979599190) on cobas 4800 system | WHO PQ |  | PQDx 0373-118-00 | 2021-09-21 | v1.0 | CE-mark
06979548190 | cobas 4800 System Lysis Kit 2 | Roche Diagnostics GmbH | Sandhofer Strasse 116, Mannheim, 68305 Germany | 960 tests | 2-8°C | 16 months |  | Each kit contains: 10 x 1.0 mL cobas® 4800 Protease 2 10 x 84 mL cobas® 4800 Lysis Buffer 2 | For use with cobas HIV-1 Quantitative nucleic acid test kit (P/N 06979599190) on cobas 4800 system | WHO PQ |  | PQDx 0373-118-00 | 2021-09-21 | v1.0 | CE-mark
R0182CST-1T | OnSite COVID-19 Ag Self-Test | CTK Biotech, Inc. | 13855 Stowe Dr. Poway, CA 92064, United States of America | 1 test/kit | 2 - 30°C | 12 months | Nasal swab | Each kit contains: 1 Buffer and nozzle pouch 1 Cassette pouch 1 Swab 1 Waste bag |  | WHO PQ (EUL) |  | EUL 0689-143-00 | 2022-08-25 | v1.0 | CE-mark
R0182CST-2T | OnSite COVID-19 Ag Self-Test | CTK Biotech, Inc. | 13855 Stowe Dr. Poway, CA 92064, United States of America | 2 tests/kit | 2 - 30°C | 12 months | Nasal swab | Each kit contains: 2 Buffer and nozzle pouches 2 Cassette pouches 2 Swab 2 Waste bag |  | WHO PQ (EUL) |  | EUL 0689-143-00 | 2022-08-25 | v1.0 | CE-mark
R0182CST-5T | OnSite COVID-19 Ag Self-Test | CTK Biotech, Inc. | 13855 Stowe Dr. Poway, CA 92064, United States of America | 5 Tests | 2 - 30°C | 12 months | Nasal swab | Each kit contains: 5 Buffer and nozzle pouches 5 Cassette pouches 5 Swab 5 Waste bag |  | WHO PQ (EUL) |  | EUL 0689-143-00 | 2022-08-25 | v1.0 | CE-mark
R0182CST-20T | OnSite COVID-19 Ag Self-Test | CTK Biotech, Inc. | 13855 Stowe Dr. Poway, CA 92064, United States of America | 20 tests | 2 - 30°C | 12 months | Nasal swab | Each kit contains: 20 Buffer and nozzle pouches 20 Cassette pouches 20 Swab 1 Tube rack |  | WHO PQ (EUL) |  | EUL 0689-143-00 | 2022-08-25 | v1.0 | CE-mark
09N12-001 | Alinity m Sample Prep Kit 2 | Abbott Molecular Inc. | 1300 E. Touhy Avenue, Des Plaines, Illinoi, 60018-3815, USA | Not available | Not available | Not available |  |  | Required but not provided reagents for Alinity m HIV-1 AMP Kit (P/N 08N45) |  |  | TE 00867.00
09N20-001 | Alinity m Lysis Solution | Abbott Molecular Inc. | 1300 E. Touhy Avenue, Des Plaines, Illinoi, 60018-3815, USA | Not available | Not available | Not available |  |  | Required but not provided reagents for Alinity m HIV-1 AMP Kit (P/N 08N45) |  |  | TE 00867.00
09N20-003 | Alinity m Diluent Solution | Abbott Molecular Inc. | 1300 E. Touhy Avenue, Des Plaines, Illinoi, 60018-3815, USA | Not available | Not available | Not available |  |  | Required but not provided reagents for Alinity m HIV-1 AMP Kit (P/N 08N45) |  |  | TE 00867.00
09N20-004 | Alinity m Vapor Barrier Solution | Abbott Molecular Inc. | 1300 E. Touhy Avenue, Des Plaines, Illinoi, 60018-3815, USA | Not available | Not available | Not available |  |  | Required but not provided reagents for Alinity m HIV-1 AMP Kit (P/N 08N45) |  |  | TE 00867.00
09N50-001 | Alinity m Specimen Dilution Kit I | Abbott Molecular Inc. | 1300 E. Touhy Avenue, Des Plaines, Illinoi, 60018-3815, USA | Not available | Not available | Not available |  |  | Required but not provided reagents for Alinity m HIV-1 AMP Kit (P/N 08N45) |  |  | TE 00867.00

## RQD NOT WHO PQ NAT Sample Prep (hidden)
FOR GHSC INTERNAL USE ONLY
Required But Not Provided Reagents/Products for NAT Platforms that are WHO PQed for Priortiy Diseases Version 06 August 2021 Note: These products have not received WHO pre-qualification; however, they have been added on the basis of validation with a product(s) that has been WHO PQed
Products are added to this list based on US FDA approval or WHO Prequalification.
Follow this link for additional information on the WHO Prequalification of In Vitro Diagnostics Tests
Follow this link for additional information on the US FDA information for Infectious Disease Tests
[12 empty] | CLICK HERE TO REPORT CORRECTIONS OR OMISSIONS WITH THIS LIST | [11 empty] | GHSC APPROVED COUNTRY SPECIFIC SUPPLIER
DIA EL NUMBER | Product Type | PURPOSE | DISCIPLIINE | FORMAT | QA UNIQUE IDENTIFIER | PATIENT RISK | QA CATEGORY | QA SAMPLING AND TESTING REQUIREMENTS | NUMBER OF SAMPLES REQUIRED FOR QC TESTING | QA/QC ESTIMATED TIME (Weeks) | Regulatory and Compliance Actions /Recommendations | Manufacturer Product Variant Code | Brand Name | Manufacturer | Manufacturing Site | Pack Size | Storage | Shelf-life | Specimen | Description | Regulatory Basis of Approval | WHO PQ Version | Regulatory Version
| IN VITRO DIAGNOSTIC | CORONA VIRUS (COV) | MICROBIOLOGY | NAT: NUCLEIC ACID TEST |  | IVD RISK 5: VERY HIGH |  | NA | NA | NA |  | A42352 | MagMAX Viral/Pathogen Nucleic Acid Isolation Kit | Thermo Fisher Scientific | Life Technologies Corporation, 6055 Sunol Blvd., Pleasanton, CA 94566
| IN VITRO DIAGNOSTIC | CORONA VIRUS (COV) | MICROBIOLOGY | NAT: NUCLEIC ACID TEST | [7 empty] | A48383 | MagMAX Viral/Pathogen II Nucleic Acid Isolation Kit | Thermo Fisher Scientific | Life Technologies Corporation, 6055 Sunol Blvd., Pleasanton, CA 94566
| IN VITRO DIAGNOSTIC | CORONA VIRUS (COV) | MICROBIOLOGY | NAT: NUCLEIC ACID TEST | [7 empty] | 5400630 | KingFisher Flex Magnetic Particle Processor with 96 Deep-Well Head | Thermo Fisher Scientific | Life Technologies Corporation, 6055 Sunol Blvd., Pleasanton, CA 94566

## Sheet2 (hidden)
Row Labels | Count of Product Code
CLINICAL CHEMISTRY: Alanine aminotransferase | 1
CLINICAL CHEMISTRY: Aspartate amino- transferase: | 1
CLINICAL CHEMISTRY: CALIBRATORS AND CONTROLS | 2
CONVENIENCE KIT | 4
COVID19 | 2
HEPATITIS B | 18
HEPATITIS C | 32
HIV INFECTION | 100
HIV INFECTION: CRYPTOCOCCAL ANTIGEN | 1
HUMAN PAPILLOMA-VIRUS (HPV) INFECTION | 18
MEDICAL INSTRUMENT | 1
MEDICAL KIT | 2
PREGNANCY TESTING: RAPID DIAGNOSTIC TEST | 4
SEXUALLY TRANSMITTED INFECTIONS: SYPHILIS | 20 | 653
TUBERCULOSIS (TB) | 2
ZIKA VIRUS INFECTION | 1
Grand Total | 209

## Sheet1 (hidden)
Row Labels | Count of Product Type
IN VITRO DIAGNOSTICS | 321
KIT | 11
MEDICAL DEVICE | 1
Grand Total | 333
156

## More Information Required (hidden)
GHSC-PSM Vendor Product Code | Regulatory Version | Brand Name | Supplier | Manufacturer | Manufacturing Site | Infectious Agent | Specimen | Pack Size | Storage | Shelf-life | Description | Related Items | Regulatory Basis of Approval | WHO IVD Prequalification | WHO Laboratory Evaluation | WHO Inspection | US FDA | US FDA Inspection: Result | CE Marked | USAID ¦ GHSC - QA Product Technical Questionnaire | USAID Laboratory Evaluation | USAID Audit | USAID List | RMI Algorithm List | WHO PQP List | The Global Fund List | US FDA LISTED | Comments
72327 |  | Genie™ Fast HIV 1/2 | Bio-Rad Laboratories | Bio-Rad Laboratories | Marnes La Coquette, France Steenvoorde, France | HIV-1 HIV-2 | Serum Plasma Whole blood | 25 Tests | 2-30 oC | 18 Months | The test kit contains: • 25 Test Cassettes • 1 vial (5 mL) Diluent • 50 plastic pipettes • 1 instructions for use |  | USAID | NO |  |  | NO | Steenvoorde: 06 AUG 2009: NAI Steenvoorde: 06 FEB 2014: VAI | YES | NO | UNKNOWN | NO | YES: UNKNOWN CODE | YES: UNKNOWN CODE | NO | YES | NO
72330 |  | Genie™ Fast HIV 1/2 | Bio-Rad Laboratories | Bio-Rad Laboratories | Marnes La Coquette, France Steenvoorde, France | HIV-1 HIV-2 | Serum Plasma Whole blood | 50 Tests | 2-30 oC | 18 Months | The test kit contains: •50 Test Cassettes • 1 vial (5 mL) Diluent • 50 plastic pipettes • 1 instructions for use |  | USAID | NO |  |  | NO | Steenvoorde: 06 AUG 2009: NAI Steenvoorde: 06 FEB 2014: VAI | YES | NO | UNKNOWN | NO | YES: UNKNOWN CODE | YES: UNKNOWN CODE | NO | YES | NO
NO Product Code Available |  | BionorTM HIV 1&2 | Bionor Laboratories A/S |  |  |  |  | 250 Test/Kit |  |  |  | BIONORTM Testing Station is required for use of the BIONORTM HIV-1&2 test kit | USAID | NO |  |  | NO | None Found |  | NO | UNKNOWN | NO | YES: UNKNOWN CODE | NO | NO | NO | NO
NO Product Code Available |  | BundiTM Rapid HIV-1/2 Test Kit | Bundi International Diagnostics Ltd. |  |  | HIV-1 HIV-2 | Serum Plasma Whole blood | 1 Test/Kit | 4-30 oC | 24 Months | Each kit contains: • Test Cassette in sealed pouch • Alcohol Prep pad • Bottled Buffer solution • One Step Safety Lancet • 20 Micro liter (μl) Pipette |  | USAID | NO |  |  | NO | None Found |  | NO | UNKNOWN | NO | YES: UNKNOWN CODE | NO | NO | NO | NO
|  | EZ-TrustTM Rapid Anti-HIV (1&2) Test | CS Innovation PTE Ltd. | [9 empty] | USAID | NO |  |  | NO | None Found |  | NO | UNKNOWN | NO | YES: UNKNOWN CODE | NO | NO | NO | NO
NO Product Code Available |  | BundiTM Rapid HIV-1/2 Test Kit | Bundi International Diagnostics Ltd. |  |  | HIV-1 HIV-2 | Serum Plasma Whole blood | 25 Tests/Kit | 4-30 oC | 24 Months |  |  | USAID | NO |  |  | NO | None Found |  | NO | UNKNOWN | NO | YES: UNKNOWN CODE | NO | NO | NO | NO
IHIV-S41 IHIV-C41 IHIV-C42 |  | RightSign HIV 1.2O Rapid Test Cassette | Hangzhou Biotest Biotech Co. Ltd. | [9 empty] | USAID | NO |  |  | NO | None Found |  | NO | UNKNOWN | NO | YES: UNKNOWN CODE | NO | NO | NO | NO
|  | KSII-HIV 1/2 Rapid Diagnostic Test Kit | K. Shorehill International Inc. | [9 empty] | USAID | NO |  |  | NO | None Found |  | NO | UNKNOWN | NO | YES: UNKNOWN CODE | NO | NO | NO | NO
|  | HIV 1/2 Gold Rapid Screen Test | Medinostics International | [9 empty] | USAID | NO |  |  | NO | None Found |  | NO | UNKNOWN | NO | YES: UNKNOWN CODE | NO | NO | NO | NO
|  | HIV 1/2 Rapid Test Kit | Medinostics International | [9 empty] | USAID | NO |  |  | NO | None Found |  | NO | UNKNOWN | NO | YES: UNKNOWN CODE | NO | NO | NO | NO
|  | MPI Diagnostics Anti-HIV (1&2) Test | MPI Diagnostics, LLC | [9 empty] | USAID | NO |  |  | NO | None Found |  | NO | UNKNOWN | NO | YES: UNKNOWN CODE | NO | NO | NO | NO
NO Product Code Available |  | BioTracerTM HIV 1/2 Rapid Card | NanoEntek (Previously Bio Focus Ltd) |  | Seoul, Korea | HIV-1 HIV-2 | Serum Plasma Whole blood |  |  |  | Each kit contains: • Test Cassette in sealed pouch • Alcohol Prep pad • Bottled Buffer solution • One Step Safety Lancet • Micro liter (μl) Pipette |  | USAID | NO |  |  | NO | 05 SEP 2014: VAI |  | NO | UNKNOWN | NO | YES: UNKNOWN CODE | NO | NO | NO | NO
|  | Retrocheck® HIV | Qualpro Diagnostics |  |  | HIV-1 HIV-2 | Serum Plasma | 10 Tests | 4-30 oC | 24 Months |  |  |  | NO |  |  | NO | Tulip Medical Products: San Diego CA: 26 JAN 2010: VAI | NO | NO | UNKNOWN | NO | NO | YES: UNKNOWN CODE | NO | NO | NO
|  | Retrocheck® HIV | Qualpro Diagnostics |  |  | HIV-1 HIV-2 | Serum Plasma | 100 Tests | 4-30 oC | 24 Months |  |  |  | NO |  |  | NO | Tulip Medical Products: San Diego CA: 26 JAN 2010: VAI | NO | NO | UNKNOWN | NO | NO | YES: UNKNOWN CODE | NO | NO | NO
41112 |  | HIVSav 1&2 Rapid Test Strip | Savyon Diagnostics Ltd. |  |  |  |  | 20 Tests |  |  |  |  | USAID | NO |  |  | NO | None Found |  | NO | UNKNOWN | NO | YES: UNKNOWN CODE | NO | NO | NO | NO
51FT100-10 |  | Signal HIV Rapid Test | Span Diagnostics Ltd. |  |  | HIV-1 HIV-2 HIV-1, Subtype O |  | 10 Tests |  |  |  |  | USAID | NO |  |  | NO | None Found |  | NO | UNKNOWN | NO | YES: UNKNOWN CODE | NO | NO | NO | NO
51FT100-100 |  | Signal HIV Rapid Test | Span Diagnostics Ltd. |  |  | HIV-1 HIV-2 HIV-1, Subtype O |  | 100 Tests |  |  |  |  | USAID | NO |  |  | NO | None Found |  | NO | UNKNOWN | NO | YES: UNKNOWN CODE | NO | NO | NO | NO
51FT100-50 |  | Signal HIV Rapid Test | Span Diagnostics Ltd. |  |  | HIV-1 HIV-2 HIV-1, Subtype O |  | 50 Tests |  |  |  |  | USAID | NO |  |  | NO | None Found |  | NO | UNKNOWN | NO | YES: UNKNOWN CODE | NO | NO | NO | NO
51SP200-48 |  | Combaids RS Advantage | Span Diagnostics Ltd. |  |  |  |  | 48 Tests/Kit |  |  |  |  | USAID | NO |  |  | NO | None Found |  | NO | UNKNOWN | NO | YES: UNKNOWN CODE | NO | NO | NO | NO
51SP200-96 |  | Combaids RS Advantage | Span Diagnostics Ltd. |  |  |  |  | 96 Tests/Kit |  |  |  |  | USAID | NO |  |  | NO | None Found |  | NO | UNKNOWN | NO | YES: UNKNOWN CODE | NO | NO | NO | NO